## Moorings
Ref Des | Serial Number | Deployment Number | Anchor Launch Date | Anchor Launch Time | Recover Date | Latitude | Longitude | Water Depth | Cruise Number | Notes
RS01SBPS-PC01A | SN0104 | 2 | 2015-07-07 | 0:00 |  | 44° 31.738' N | 125° 23.387' W | 195 | TN-326 |  | 44.529 | -125.3898
RS01SBPS-SF01A | SN0143 | 2 | 2015-07-07 | 0:00 |  | 44° 31.738' N | 125° 23.387' W | 195 | TN-326 |  | 44.529 | -125.3898

## Asset_Cal_Info
Ref Des | Mooring Serial Number | Deployment Number | Sensor Serial Number | Calibration Cofficient Name | Calibration Cofficient Value | Notes
RS01SBPS-PC01A-4A-CTDPFA103 | SN0104 | 2 | 16-50118 | CC_lat | 44.529
RS01SBPS-PC01A-4A-CTDPFA103 | SN0104 | 2 | 16-50118 | CC_lon | -125.3898
RS01SBPS-PC01A-4A-DOSTAD103 | SN0104 | 2 | 472 | CC_lat | 44.529
RS01SBPS-PC01A-4A-DOSTAD103 | SN0104 | 2 | 472 | CC_lon | -125.3898
RS01SBPS-PC01A-4B-PHSENA102 | SN0104 | 2 | P0162 | CC_ea434 | 17533 | On cal sheet but same as last year
RS01SBPS-PC01A-4B-PHSENA102 | SN0104 | 2 | P0162 | CC_eb434 | 2229 | On cal sheet but same as last year
RS01SBPS-PC01A-4B-PHSENA102 | SN0104 | 2 | P0162 | CC_ea578 | 101 | On cal sheet but same as last year
RS01SBPS-PC01A-4B-PHSENA102 | SN0104 | 2 | P0162 | CC_eb578 | 38502 | On cal sheet but same as last year
RS01SBPS-PC01A-4B-PHSENA102 | SN0104 | 2 | P0162 | CC_ind_slp | 1 | Don't know where these come from
RS01SBPS-PC01A-4B-PHSENA102 | SN0104 | 2 | P0162 | CC_ind_off | 0 | Don't know where these come from
RS01SBPS-PC01A-4B-PHSENA102 | SN0104 | 2 | P0162 | CC_psal | 35 | Don't know where these come from
RS01SBPS-PC01A-4C-FLORDD103 | SN0104 | 2 | 1297 | CC_depolarization_ratio | 0.039 | Don't know where these come from | ﻿ | ﻿ | ﻿ | ﻿ | ﻿ | ﻿ | ﻿ | ﻿ | ﻿ | ﻿ | ﻿ | ﻿ | ﻿ | ﻿ | ﻿ | ﻿ | ﻿ | ﻿ | ﻿ | ﻿
RS01SBPS-PC01A-4C-FLORDD103 | SN0104 | 2 | 1297 | CC_scattering_angle | 117 | Don't know where these come from | ﻿ | ﻿ | ﻿ | ﻿ | ﻿ | ﻿ | ﻿ | ﻿ | ﻿ | ﻿ | ﻿ | ﻿ | ﻿ | ﻿ | ﻿ | ﻿ | ﻿ | ﻿ | ﻿ | ﻿
RS01SBPS-PC01A-4C-FLORDD103 | SN0104 | 2 | 1297 | CC_measurement_wavelength | 700 | Don't know where these come from | ﻿ | ﻿ | ﻿ | ﻿ | ﻿ | ﻿ | ﻿ | ﻿ | ﻿ | ﻿ | ﻿ | ﻿ | ﻿ | ﻿ | ﻿ | ﻿ | ﻿ | ﻿ | ﻿ | ﻿
RS01SBPS-PC01A-4C-FLORDD103 | SN0104 | 2 | 1297 | CC_angular_resolution | 1.08 | Don't know where these come from
RS01SBPS-PC01A-05-ADCPTD102 | SN0104 | 2 | 23338 | CC_lat | 44.529
RS01SBPS-PC01A-05-ADCPTD102 | SN0104 | 2 | 23338 | CC_lon | -125.3898
RS01SBPS-PC01A-05-ADCPTD102 | SN0104 | 2 | 23338 | CC_scale_factor1 | 0.45 | Don't know where these come from
RS01SBPS-PC01A-05-ADCPTD102 | SN0104 | 2 | 23338 | CC_scale_factor2 | 0.45 | Don't know where these come from
RS01SBPS-PC01A-05-ADCPTD102 | SN0104 | 2 | 23338 | CC_scale_factor3 | 0.45 | Don't know where these come from
RS01SBPS-PC01A-05-ADCPTD102 | SN0104 | 2 | 23338 | CC_scale_factor4 | 0.45 | Don't know where these come from
RS01SBPS-PC01A-06-VADCPA101 | SN0104 | 2 | 23340 | CC_lat | 44.529
RS01SBPS-PC01A-06-VADCPA101 | SN0104 | 2 | 23340 | CC_lon | -125.3898
RS01SBPS-PC01A-06-VADCPA101 | SN0104 | 2 | 23340 | CC_scale_factor1 | 0.45 | Don't know where these come from
RS01SBPS-PC01A-06-VADCPA101 | SN0104 | 2 | 23340 | CC_scale_factor2 | 0.45 | Don't know where these come from
RS01SBPS-PC01A-06-VADCPA101 | SN0104 | 2 | 23340 | CC_scale_factor3 | 0.45 | Don't know where these come from
RS01SBPS-PC01A-06-VADCPA101 | SN0104 | 2 | 23340 | CC_scale_factor4 | 0.45 | Don't know where these come from
RS01SBPS-PC01A-07-CAMDSC102 | SN0104 | 2 | 101 |  |  | No calibration coefficient.
RS01SBPS-PC01A-08-HYDBBA103 | SN0104 | 2 | 1361 | CC_gain | 6 | Don't know where these come from
RS01SBPS-SF01A-2A-CTDPFA102 | SN0143 | 2 | 16-50115 | CC_lat | 44.529
RS01SBPS-SF01A-2A-CTDPFA102 | SN0143 | 2 | 16-50115 | CC_lon | -125.3898
RS01SBPS-SF01A-2A-DOFSTA102 | SN0143 | 2 | 43-3163 | CC_longitude | 44.529
RS01SBPS-SF01A-2A-DOFSTA102 | SN0143 | 2 | 43-3163 | CC_latitude | -125.3898
RS01SBPS-SF01A-2A-DOFSTA102 | SN0143 | 2 | 43-3163 | CC_residual_temperature_correction_factor_e | 0.036 | E
RS01SBPS-SF01A-2A-DOFSTA102 | SN0143 | 2 | 43-3163 | CC_residual_temperature_correction_factor_c | -2.3769e-06 | C
RS01SBPS-SF01A-2A-DOFSTA102 | SN0143 | 2 | 43-3163 | CC_frequency_offset | -0.4886 | Voffset?
RS01SBPS-SF01A-2A-DOFSTA102 | SN0143 | 2 | 43-3163 | CC_oxygen_signal_slope | 0.4348 | Soc?
RS01SBPS-SF01A-2A-DOFSTA102 | SN0143 | 2 | 43-3163 | CC_residual_temperature_correction_factor_a | -0.0033229 | A
RS01SBPS-SF01A-2A-DOFSTA102 | SN0143 | 2 | 43-3163 | CC_residual_temperature_correction_factor_b | 0.00015583 | B
RS01SBPS-SF01A-2D-PHSENA101 | SN0143 | 2 | P0133 | CC_ea434 | 17533 | On cal sheet but same as last year
RS01SBPS-SF01A-2D-PHSENA101 | SN0143 | 2 | P0133 | CC_eb434 | 2229 | On cal sheet but same as last year
RS01SBPS-SF01A-2D-PHSENA101 | SN0143 | 2 | P0133 | CC_ea578 | 101 | On cal sheet but same as last year
RS01SBPS-SF01A-2D-PHSENA101 | SN0143 | 2 | P0133 | CC_eb578 | 38502 | On cal sheet but same as last year
RS01SBPS-SF01A-2D-PHSENA101 | SN0143 | 2 | P0133 | CC_ind_slp | 1 | Don't know where these come from
RS01SBPS-SF01A-2D-PHSENA101 | SN0143 | 2 | P0133 | CC_ind_off | 0 | Don't know where these come from
RS01SBPS-SF01A-2D-PHSENA101 | SN0143 | 2 | P0133 | CC_psal | 35 | Don't know where these come from
RS01SBPS-SF01A-3A-FLORTD101 | SN0143 | 2 | 1292 | CC_depolarization_ratio | 0.039 | Don't know where these come from | ﻿ | ﻿ | ﻿ | ﻿ | ﻿ | ﻿ | ﻿ | ﻿ | ﻿ | ﻿ | ﻿ | ﻿ | ﻿ | ﻿ | ﻿ | ﻿ | ﻿ | ﻿ | ﻿ | ﻿
RS01SBPS-SF01A-3A-FLORTD101 | SN0143 | 2 | 1292 | CC_scattering_angle | 117 | Don't know where these come from | ﻿ | ﻿ | ﻿ | ﻿ | ﻿ | ﻿ | ﻿ | ﻿ | ﻿ | ﻿ | ﻿ | ﻿ | ﻿ | ﻿ | ﻿ | ﻿ | ﻿ | ﻿ | ﻿ | ﻿
RS01SBPS-SF01A-3A-FLORTD101 | SN0143 | 2 | 1292 | CC_measurement_wavelength | 700 | Don't know where these come from | ﻿ | ﻿ | ﻿ | ﻿ | ﻿ | ﻿ | ﻿ | ﻿ | ﻿ | ﻿ | ﻿ | ﻿ | ﻿ | ﻿ | ﻿ | ﻿ | ﻿ | ﻿ | ﻿ | ﻿
RS01SBPS-SF01A-3A-FLORTD101 | SN0143 | 2 | 1292 | CC_angular_resolution | 1.08 | Don't know where these come from
RS01SBPS-SF01A-3B-OPTAAD101 | SN0143 | 2 | 244 | CC_cwlngth | [400.10000000, 403.70000000, 406.90000000, 410.00000000, 413.50000000, 417.10000000, 421.00000000, 424.60000000, 429.00000000, 432.50000000, 436.30000000, 440.30000000, 444.40000000, 449.20000000, 453.80000000, 457.80000000, 461.90000000, 466.20000000, 471.00000000, 475.50000000, 480.40000000, 485.00000000, 488.80000000, 493.40000000, 497.40000000, 501.70000000, 506.80000000, 510.90000000, 515.80000000, 520.30000000, 525.10000000, 529.40000000, 533.50000000, 537.70000000, 542.00000000, 545.90000000, 550.40000000, 554.80000000, 558.90000000, 563.70000000, 567.30000000, 571.20000000, 575.30000000, 578.10000000, 582.00000000, 585.80000000, 590.00000000, 594.50000000, 598.60000000, 602.60000000, 607.50000000, 611.80000000, 616.20000000, 620.40000000, 624.70000000, 628.70000000, 632.70000000, 636.50000000, 640.80000000, 645.10000000, 649.30000000, 653.90000000, 658.00000000, 662.30000000, 666.40000000, 670.80000000, 674.70000000, 679.00000000, 682.90000000, 686.60000000, 690.50000000, 694.20000000, 697.90000000, 701.80000000, 705.40000000, 709.40000000, 712.90000000, 716.50000000, 719.80000000, 723.30000000, 727.30000000, 730.20000000]
RS01SBPS-SF01A-3B-OPTAAD101 | SN0143 | 2 | 244 | CC_ccwo | [ -2.64718500, -2.43678800, -2.23715800, -2.04901100, -1.85887800, -1.68001400, -1.51012700, -1.35984700, -1.19967600, -1.05390800, -0.91546700, -0.78051100, -0.65794000, -0.53660600, -0.42157100, -0.31345200, -0.21467000, -0.11533500, -0.01745000, 0.07051500, 0.15814800, 0.24094300, 0.31210000, 0.38708400, 0.45793100, 0.52187200, 0.58740700, 0.64423900, 0.69807200, 0.75554000, 0.79606400, 0.85059700, 0.89902500, 0.93899800, 0.98028000, 1.01804600, 1.05482300, 1.08870300, 1.12291300, 1.15790100, 1.18379300, 1.20681900, 1.22748100, 1.23801700, 1.25110100, 1.25818900, 1.25879500, 1.25967400, 1.25498600, 1.25269900, 1.25976400, 1.27302500, 1.28662900, 1.30263300, 1.31765900, 1.33015100, 1.34256400, 1.35283000, 1.36315900, 1.36802000, 1.37204100, 1.37144100, 1.37032800, 1.37103500, 1.37383300, 1.37948900, 1.38167100, 1.38230000, 1.37523600, 1.36187900, 1.33979700, 1.30883200, 1.26699400, 1.20940500, 1.13602300, 1.04319000, 0.92789000, 0.79392700, 0.62342800, 0.43142200, 0.22349200, 0.01698800]
RS01SBPS-SF01A-3B-OPTAAD101 | SN0143 | 2 | 244 | CC_tcal | 18.6
RS01SBPS-SF01A-3B-OPTAAD101 | SN0143 | 2 | 244 | CC_tbins | [ 1.48864800, 2.41783000, 3.45590200, 4.47882400, 5.48512200, 6.45023800, 7.49000000, 8.49178600, 9.48333300, 10.48047600, 11.52904800, 12.48428600, 13.49120000, 14.49590900, 15.48350000, 16.48421100, 17.50176500, 18.49375000, 19.49062500, 20.49500000, 21.48500000, 22.49800000, 23.51411800, 24.52150000, 25.48656200, 26.49600000, 27.51586200, 28.49206900, 29.51392900, 30.49178600, 31.49814800, 32.49440000, 33.48083300, 34.48125000, 35.01000000]
RS01SBPS-SF01A-3B-OPTAAD101 | SN0143 | 2 | 244 | CC_awlngth | [400.90000000, 404.30000000, 407.80000000, 411.20000000, 414.60000000, 418.30000000, 422.60000000, 426.70000000, 430.90000000, 434.70000000, 438.40000000, 442.60000000, 447.40000000, 451.60000000, 456.20000000, 460.40000000, 464.80000000, 469.40000000, 474.30000000, 478.90000000, 483.80000000, 488.50000000, 492.10000000, 496.70000000, 501.40000000, 506.10000000, 510.60000000, 515.90000000, 520.30000000, 525.10000000, 529.60000000, 534.10000000, 537.80000000, 542.10000000, 546.90000000, 551.20000000, 555.70000000, 560.30000000, 564.40000000, 568.80000000, 572.70000000, 576.80000000, 580.50000000, 585.80000000, 589.80000000, 594.00000000, 598.70000000, 603.00000000, 607.70000000, 612.70000000, 616.70000000, 620.70000000, 625.20000000, 629.50000000, 633.70000000, 637.80000000, 641.70000000, 646.10000000, 650.70000000, 655.20000000, 659.30000000, 663.90000000, 668.00000000, 672.30000000, 676.50000000, 680.70000000, 684.80000000, 688.90000000, 692.90000000, 696.60000000, 700.00000000, 704.10000000, 707.90000000, 711.50000000, 715.30000000, 718.90000000, 722.70000000, 726.40000000, 729.90000000, 733.10000000, 736.70000000, 739.70000000]
RS01SBPS-SF01A-3B-OPTAAD101 | SN0143 | 2 | 244 | CC_acwo | [ -2.04611200, -1.82609900, -1.64179700, -1.49275500, -1.36723900, -1.25579400, -1.14975400, -1.04704900, -0.94876200, -0.85299000, -0.76037200, -0.66823700, -0.57616800, -0.48471300, -0.39293900, -0.30412900, -0.21538900, -0.13037200, -0.04790800, 0.03323200, 0.11030100, 0.18529300, 0.25823000, 0.32915500, 0.39698600, 0.46182800, 0.52421500, 0.58544800, 0.64500800, 0.70495400, 0.76340300, 0.81862300, 0.86999800, 0.92030200, 0.96783400, 1.01259200, 1.05641600, 1.09800700, 1.13729100, 1.17346300, 1.20602900, 1.23397800, 1.25739000, 1.28294800, 1.29453800, 1.30099500, 1.30698900, 1.31821300, 1.33675200, 1.35970700, 1.38385700, 1.40809900, 1.43093700, 1.45308600, 1.47392700, 1.49309500, 1.50987000, 1.52360900, 1.53384100, 1.54132600, 1.54917300, 1.55891500, 1.57004900, 1.58024300, 1.58695400, 1.58843200, 1.58237600, 1.56756300, 1.54160200, 1.50443600, 1.45366300, 1.38451400, 1.29639600, 1.18625300, 1.05182000, 0.89268600, 0.70614200, 0.49514900, 0.28151100, 0.08103200, -0.08972500, -0.21963000]
RS01SBPS-SF01A-3B-OPTAAD101 | SN0143 | 2 | 244 | CC_tcarray | SheetRef:244_CC_tcarray
RS01SBPS-SF01A-3B-OPTAAD101 | SN0143 | 2 | 244 | CC_taarray | SheetRef:244_CC_taarray
RS01SBPS-SF01A-3C-PARADA101 | SN0143 | 2 | 556 | CC_a0 | 2156752168.8
RS01SBPS-SF01A-3C-PARADA101 | SN0143 | 2 | 556 | CC_a1 | 2.4305e-06
RS01SBPS-SF01A-3C-PARADA101 | SN0143 | 2 | 556 | CC_Im | 1.3589
RS01SBPS-SF01A-3D-SPKIRA101 | SN0143 | 2 | 292 | CC_offset | [2147973009.4,2147199093.5,2147967110.0,2147984239.2,2147616103.8,2147654912.1,2147421596.7]
RS01SBPS-SF01A-3D-SPKIRA101 | SN0143 | 2 | 292 | CC_scale | [2.05801691715e-007,2.0348165368e-007,2.09496243249e-007,2.08176823703e-007,2.0493843894e-007,2.00191479814e-007,2.08601451691e-007]
RS01SBPS-SF01A-3D-SPKIRA101 | SN0143 | 2 | 292 | CC_immersion_factor | [1.368,1.410,1.365,1.354,1.372,1.322,1.347] | Are there tools to make these?
RS01SBPS-SF01A-4A-NUTNRA101 | SN0143 | 2 | 617 | CC_cal_temp | 19.98
RS01SBPS-SF01A-4A-NUTNRA101 | SN0143 | 2 | 617 | CC_wl | [190.10000000, 190.89000000, 191.69000000, 192.48000000, 193.28000000, 194.07000000, 194.87000000, 195.66000000, 196.46000000, 197.25000000, 198.05000000, 198.85000000, 199.64000000, 200.44000000, 201.24000000, 202.04000000, 202.83000000, 203.63000000, 204.43000000, 205.23000000, 206.03000000, 206.83000000, 207.62000000, 208.42000000, 209.22000000, 210.02000000, 210.82000000, 211.62000000, 212.42000000, 213.22000000, 214.02000000, 214.82000000, 215.62000000, 216.43000000, 217.23000000, 218.03000000, 218.83000000, 219.63000000, 220.43000000, 221.24000000, 222.04000000, 222.84000000, 223.64000000, 224.45000000, 225.25000000, 226.05000000, 226.85000000, 227.66000000, 228.46000000, 229.26000000, 230.07000000, 230.87000000, 231.68000000, 232.48000000, 233.29000000, 234.09000000, 234.89000000, 235.70000000, 236.50000000, 237.31000000, 238.11000000, 238.92000000, 239.72000000, 240.53000000, 241.34000000, 242.14000000, 242.95000000, 243.75000000, 244.56000000, 245.37000000, 246.17000000, 246.98000000, 247.79000000, 248.59000000, 249.40000000, 250.21000000, 251.01000000, 251.82000000, 252.63000000, 253.43000000, 254.24000000, 255.05000000, 255.86000000, 256.66000000, 257.47000000, 258.28000000, 259.09000000, 259.90000000, 260.70000000, 261.51000000, 262.32000000, 263.13000000, 263.94000000, 264.75000000, 265.55000000, 266.36000000, 267.17000000, 267.98000000, 268.79000000, 269.60000000, 270.41000000, 271.22000000, 272.02000000, 272.83000000, 273.64000000, 274.45000000, 275.26000000, 276.07000000, 276.88000000, 277.69000000, 278.50000000, 279.31000000, 280.12000000, 280.93000000, 281.73000000, 282.54000000, 283.35000000, 284.16000000, 284.97000000, 285.78000000, 286.59000000, 287.40000000, 288.21000000, 289.02000000, 289.83000000, 290.64000000, 291.45000000, 292.26000000, 293.07000000, 293.88000000, 294.69000000, 295.50000000, 296.31000000, 297.12000000, 297.93000000, 298.74000000, 299.55000000, 300.36000000, 301.17000000, 301.97000000, 302.78000000, 303.59000000, 304.40000000, 305.21000000, 306.02000000, 306.83000000, 307.64000000, 308.45000000, 309.26000000, 310.07000000, 310.88000000, 311.69000000, 312.50000000, 313.31000000, 314.11000000, 314.92000000, 315.73000000, 316.54000000, 317.35000000, 318.16000000, 318.97000000, 319.78000000, 320.59000000, 321.39000000, 322.20000000, 323.01000000, 323.82000000, 324.63000000, 325.44000000, 326.24000000, 327.05000000, 327.86000000, 328.67000000, 329.48000000, 330.28000000, 331.09000000, 331.90000000, 332.71000000, 333.51000000, 334.32000000, 335.13000000, 335.94000000, 336.74000000, 337.55000000, 338.36000000, 339.16000000, 339.97000000, 340.78000000, 341.58000000, 342.39000000, 343.20000000, 344.00000000, 344.81000000, 345.61000000, 346.42000000, 347.23000000, 348.03000000, 348.84000000, 349.64000000, 350.45000000, 351.25000000, 352.06000000, 352.86000000, 353.67000000, 354.47000000, 355.28000000, 356.08000000, 356.88000000, 357.69000000, 358.49000000, 359.30000000, 360.10000000, 360.90000000, 361.71000000, 362.51000000, 363.31000000, 364.11000000, 364.92000000, 365.72000000, 366.52000000, 367.32000000, 368.12000000, 368.93000000, 369.73000000, 370.53000000, 371.33000000, 372.13000000, 372.93000000, 373.73000000, 374.53000000, 375.33000000, 376.13000000, 376.93000000, 377.73000000, 378.53000000, 379.33000000, 380.13000000, 380.93000000, 381.73000000, 382.53000000, 383.33000000, 384.12000000, 384.92000000, 385.72000000, 386.52000000, 387.31000000, 388.11000000, 388.91000000, 389.71000000, 390.50000000, 391.30000000, 392.09000000, 392.89000000, 393.68000000, 394.48000000, 395.28000000]
RS01SBPS-SF01A-4A-NUTNRA101 | SN0143 | 2 | 617 | CC_eno3 | [ 0.02890124, 0.00777649, 0.00616777, 0.00625698, 0.02332421, 0.00498360, 0.01437792, 0.00370129, -0.00121633, 0.00822183, 0.00388672, 0.00081500, 0.01222252, 0.01215452, -0.00333575, -0.00077813, -0.00181650, 0.00369495, -0.00039874, 0.00621402, 0.00706621, 0.01199053, 0.00912631, 0.00816965, 0.00838810, 0.00793755, 0.00725346, 0.00702578, 0.00677132, 0.00636857, 0.00601547, 0.00567674, 0.00534540, 0.00498788, 0.00462807, 0.00429984, 0.00396440, 0.00364448, 0.00331529, 0.00301806, 0.00271610, 0.00244227, 0.00217817, 0.00192862, 0.00168220, 0.00147981, 0.00128507, 0.00110961, 0.00094561, 0.00080506, 0.00068098, 0.00057627, 0.00048301, 0.00039400, 0.00033017, 0.00026506, 0.00021943, 0.00016825, 0.00013552, 0.00009999, 0.00007765, 0.00005248, 0.00003954, 0.00002650, 0.00001914, 0.00000809, 0.00000526, -0.00000279, -0.00000179, -0.00000542, -0.00000858, -0.00001021, -0.00000868, -0.00001049, -0.00001712, -0.00000936, -0.00000905, -0.00000907, -0.00000962, -0.00000401, -0.00000004, -0.00000469, 0.00000292, 0.00000476, 0.00000299, 0.00001556, 0.00000854, 0.00001718, 0.00001960, 0.00002019, 0.00003044, 0.00003305, 0.00003094, 0.00005045, 0.00004588, 0.00005655, 0.00004866, 0.00004541, 0.00005388, 0.00005171, 0.00005983, 0.00005645, 0.00006938, 0.00006654, 0.00007431, 0.00007133, 0.00006878, 0.00008133, 0.00008272, 0.00009052, 0.00009420, 0.00009583, 0.00010539, 0.00009606, 0.00009290, 0.00010117, 0.00011109, 0.00011772, 0.00011404, 0.00011166, 0.00011651, 0.00012421, 0.00013091, 0.00013219, 0.00013128, 0.00013371, 0.00014844, 0.00015170, 0.00014180, 0.00016090, 0.00015138, 0.00016316, 0.00016315, 0.00015696, 0.00017221, 0.00017213, 0.00016990, 0.00018062, 0.00016788, 0.00018007, 0.00017446, 0.00019157, 0.00018798, 0.00019245, 0.00019125, 0.00020326, 0.00020424, 0.00020396, 0.00021100, 0.00021829, 0.00021965, 0.00021834, 0.00022082, 0.00022183, 0.00022008, 0.00022413, 0.00022901, 0.00023303, 0.00023531, 0.00024245, 0.00024488, 0.00023927, 0.00024892, 0.00025857, 0.00025271, 0.00026444, 0.00026693, 0.00024374, 0.00026270, 0.00026807, 0.00027233, 0.00027216, 0.00027057, 0.00028009, 0.00028086, 0.00028102, 0.00028554, 0.00028965, 0.00028937, 0.00030359, 0.00030898, 0.00029826, 0.00030831, 0.00030056, 0.00029266, 0.00031935, 0.00032256, 0.00031705, 0.00033542, 0.00034679, 0.00033621, 0.00034847, 0.00032871, 0.00036270, 0.00034209, 0.00034794, 0.00034883, 0.00035140, 0.00034637, 0.00035490, 0.00036591, 0.00035240, 0.00035665, 0.00037970, 0.00037018, 0.00036232, 0.00038204, 0.00037568, 0.00038667, 0.00038268, 0.00038922, 0.00038665, 0.00038489, 0.00038932, 0.00040246, 0.00040502, 0.00039382, 0.00040116, 0.00042338, 0.00041882, 0.00041820, 0.00043059, 0.00044237, 0.00044164, 0.00043826, 0.00042840, 0.00043726, 0.00043725, 0.00043861, 0.00044705, 0.00042323, 0.00045190, 0.00046265, 0.00041695, 0.00044866, 0.00047193, 0.00049277, 0.00046636, 0.00047128, 0.00048289, 0.00045952, 0.00045266, 0.00046819, 0.00047533, 0.00047324, 0.00050183, 0.00047942, 0.00050034, 0.00051698, 0.00052591, 0.00056027, 0.00053245, 0.00059402, 0.00040437, 0.00048534, 0.00041673]
RS01SBPS-SF01A-4A-NUTNRA101 | SN0143 | 2 | 617 | CC_eswa | [ 0.00041069, 0.00238431, 0.00668438, 0.01038853, 0.00419450, 0.00812120, 0.00466185, 0.00568770, 0.00131911, 0.00551837, 0.00456669, 0.02358671, 0.04374358, 0.05569124, 0.07192426, 0.07077273, 0.08216249, 0.08330621, 0.08507302, 0.08081831, 0.07959251, 0.07506070, 0.06682351, 0.05892097, 0.04981138, 0.04180706, 0.03489450, 0.02868031, 0.02346710, 0.01908854, 0.01542509, 0.01238407, 0.00989805, 0.00788567, 0.00626184, 0.00493394, 0.00389763, 0.00305486, 0.00239811, 0.00187176, 0.00147111, 0.00114649, 0.00089868, 0.00070531, 0.00055573, 0.00044375, 0.00035609, 0.00028785, 0.00024366, 0.00019909, 0.00018183, 0.00014102, 0.00013097, 0.00011643, 0.00009843, 0.00008578, 0.00007805, 0.00006558, 0.00005238, 0.00004097, 0.00003993, 0.00003038, 0.00002166, 0.00001810, 0.00001014, 0.00000783, 0.00000097, -0.00000025, 0.00000004, -0.00000838, 0.00000059, -0.00000976, -0.00000908, -0.00000803, -0.00001051, -0.00000801, -0.00000728, -0.00000304, -0.00000073, -0.00000003, -0.00000595, 0.00000156, 0.00000010, 0.00000927, 0.00000459, 0.00000556, 0.00000984, 0.00000247, 0.00001778, 0.00002110, -0.00000382, 0.00001293, 0.00002003, 0.00000935, 0.00000752, 0.00000999, 0.00000442, 0.00001891, 0.00001737, 0.00001336, 0.00001742, 0.00002619, 0.00001750, 0.00001738, 0.00002282, 0.00002233, 0.00002312, 0.00001663, 0.00001780, 0.00001612, 0.00001950, 0.00002203, 0.00002294, 0.00002824, 0.00003326, 0.00002868, 0.00001736, 0.00002140, 0.00003820, 0.00003315, 0.00004111, 0.00002427, 0.00004166, 0.00003413, 0.00002799, 0.00002805, 0.00002242, 0.00003611, 0.00002652, 0.00002180, 0.00002960, 0.00003461, 0.00003213, 0.00003944, 0.00004879, 0.00004263, 0.00003975, 0.00004623, 0.00005467, 0.00005214, 0.00006148, 0.00005890, 0.00005951, 0.00006360, 0.00006640, 0.00006186, 0.00006675, 0.00007445, 0.00006835, 0.00007996, 0.00007666, 0.00008575, 0.00008039, 0.00008572, 0.00008959, 0.00008882, 0.00009429, 0.00010154, 0.00010842, 0.00010437, 0.00010890, 0.00011285, 0.00011553, 0.00010501, 0.00011994, 0.00012310, 0.00013044, 0.00014382, 0.00014054, 0.00012694, 0.00012736, 0.00013727, 0.00014998, 0.00014622, 0.00014725, 0.00016135, 0.00017848, 0.00017517, 0.00017069, 0.00017343, 0.00018170, 0.00016476, 0.00018520, 0.00018408, 0.00019245, 0.00017968, 0.00019480, 0.00019255, 0.00020878, 0.00019371, 0.00020912, 0.00021366, 0.00024733, 0.00022177, 0.00022738, 0.00023097, 0.00023247, 0.00021766, 0.00022318, 0.00022876, 0.00023636, 0.00026158, 0.00027030, 0.00025627, 0.00027650, 0.00027914, 0.00025641, 0.00027158, 0.00028593, 0.00028640, 0.00028251, 0.00027729, 0.00028757, 0.00030842, 0.00028564, 0.00030577, 0.00029993, 0.00032961, 0.00030479, 0.00030327, 0.00030547, 0.00030761, 0.00030413, 0.00029873, 0.00031206, 0.00033823, 0.00032646, 0.00034607, 0.00036812, 0.00036900, 0.00036630, 0.00037379, 0.00035098, 0.00034363, 0.00035255, 0.00036163, 0.00034810, 0.00038810, 0.00038416, 0.00035570, 0.00039590, 0.00041424, 0.00041822, 0.00039650, 0.00044173, 0.00039947, 0.00038676, 0.00036926, 0.00036989, 0.00039727, 0.00035968, 0.00035369, 0.00040150, 0.00057950, 0.00052970, 0.00056887]
RS01SBPS-SF01A-4A-NUTNRA101 | SN0143 | 2 | 617 | CC_di | [ 0.00044705, 0.00254577, 0.00699896, 0.01066963, 0.00422467, 0.00802333, 0.00451658, 0.00540518, 0.00122934, 0.00504457, 0.00409385, 0.02073545, 0.03772100, 0.04709473, 0.05964547, 0.05755521, 0.06554128, 0.06516815, 0.06526291, 0.06079964, 0.05871919, 0.05430466, 0.04742162, 0.04100470, 0.03399452, 0.02797993, 0.02290185, 0.01845925, 0.01481175, 0.01181507, 0.00936284, 0.00737157, 0.00577780, 0.00451297, 0.00351433, 0.00271551, 0.00210365, 0.00161690, 0.00124473, 0.00095251, 0.00073414, 0.00056108, 0.00043130, 0.00033186, 0.00025642, 0.00020079, 0.00015801, 0.00012523, 0.00010395, 0.00008330, 0.00007458, 0.00005673, 0.00005165, 0.00004503, 0.00003732, 0.00003190, 0.00002846, 0.00002345, 0.00001836, 0.00001408, 0.00001346, 0.00001004, 0.00000702, 0.00000575, 0.00000316, 0.00000239, 0.00000029, -0.00000007, 0.00000001, -0.00000236, 0.00000016, -0.00000265, -0.00000242, -0.00000210, -0.00000269, -0.00000201, -0.00000179, -0.00000073, -0.00000017, -0.00000001, -0.00000135, 0.00000035, 0.00000002, 0.00000199, 0.00000096, 0.00000115, 0.00000199, 0.00000049, 0.00000345, 0.00000402, -0.00000071, 0.00000237, 0.00000359, 0.00000164, 0.00000130, 0.00000169, 0.00000073, 0.00000307, 0.00000277, 0.00000209, 0.00000267, 0.00000393, 0.00000258, 0.00000251, 0.00000323, 0.00000310, 0.00000315, 0.00000222, 0.00000233, 0.00000207, 0.00000245, 0.00000272, 0.00000277, 0.00000335, 0.00000386, 0.00000327, 0.00000194, 0.00000234, 0.00000410, 0.00000349, 0.00000424, 0.00000246, 0.00000413, 0.00000332, 0.00000267, 0.00000262, 0.00000205, 0.00000324, 0.00000234, 0.00000188, 0.00000251, 0.00000287, 0.00000261, 0.00000315, 0.00000382, 0.00000327, 0.00000299, 0.00000341, 0.00000395, 0.00000370, 0.00000427, 0.00000401, 0.00000398, 0.00000417, 0.00000426, 0.00000389, 0.00000412, 0.00000450, 0.00000405, 0.00000465, 0.00000437, 0.00000479, 0.00000441, 0.00000461, 0.00000472, 0.00000459, 0.00000478, 0.00000504, 0.00000528, 0.00000498, 0.00000510, 0.00000518, 0.00000520, 0.00000463, 0.00000519, 0.00000522, 0.00000542, 0.00000586, 0.00000562, 0.00000497, 0.00000489, 0.00000517, 0.00000554, 0.00000529, 0.00000523, 0.00000562, 0.00000609, 0.00000586, 0.00000560, 0.00000558, 0.00000573, 0.00000510, 0.00000562, 0.00000547, 0.00000561, 0.00000514, 0.00000546, 0.00000529, 0.00000563, 0.00000512, 0.00000542, 0.00000543, 0.00000616, 0.00000542, 0.00000544, 0.00000542, 0.00000535, 0.00000491, 0.00000494, 0.00000496, 0.00000503, 0.00000546, 0.00000553, 0.00000514, 0.00000544, 0.00000538, 0.00000485, 0.00000504, 0.00000520, 0.00000511, 0.00000494, 0.00000475, 0.00000483, 0.00000508, 0.00000462, 0.00000485, 0.00000466, 0.00000502, 0.00000456, 0.00000444, 0.00000439, 0.00000434, 0.00000420, 0.00000405, 0.00000415, 0.00000441, 0.00000417, 0.00000434, 0.00000452, 0.00000445, 0.00000433, 0.00000433, 0.00000399, 0.00000383, 0.00000385, 0.00000388, 0.00000366, 0.00000400, 0.00000388, 0.00000353, 0.00000385, 0.00000395, 0.00000391, 0.00000364, 0.00000397, 0.00000352, 0.00000335, 0.00000313, 0.00000308, 0.00000324, 0.00000288, 0.00000278, 0.00000309, 0.00000438, 0.00000392, 0.00000413] | di = Reference
RS01SBPS-SF01A-4B-VELPTD102 | SN0143 | 2 | AQS-7205 AQD-12227 | CC_lat | 44.529
RS01SBPS-SF01A-4B-VELPTD102 | SN0143 | 2 | AQS-7205 AQD-12227 | CC_lon | -125.3898
RS01SBPS-SF01A-4F-PCO2WA101 | SN0143 | 2 | C0091 | CC_ea434 | 3073 | Hardcoded based on email from Chris Wingard | ﻿ | ﻿ | ﻿ | ﻿ | ﻿ | ﻿ | ﻿ | ﻿ | ﻿ | ﻿ | ﻿ | ﻿ | ﻿ | ﻿ | ﻿ | ﻿ | ﻿ | ﻿ | ﻿ | ﻿
RS01SBPS-SF01A-4F-PCO2WA101 | SN0143 | 2 | C0091 | CC_ea620 | 44327 | Hardcoded based on email from Chris Wingard
RS01SBPS-SF01A-4F-PCO2WA101 | SN0143 | 2 | C0091 | CC_eb434 | 19706 | Hardcoded based on email from Chris Wingard | ﻿ | ﻿ | ﻿ | ﻿ | ﻿ | ﻿ | ﻿ | ﻿ | ﻿ | ﻿ | ﻿ | ﻿ | ﻿ | ﻿ | ﻿ | ﻿ | ﻿ | ﻿ | ﻿
RS01SBPS-SF01A-4F-PCO2WA101 | SN0143 | 2 | C0091 | CC_eb620 | 34 | Hardcoded based on email from Chris Wingard | ﻿ | ﻿ | ﻿ | ﻿ | ﻿ | ﻿ | ﻿ | ﻿ | ﻿ | ﻿ | ﻿ | ﻿ | ﻿ | ﻿ | ﻿ | ﻿ | ﻿ | ﻿ | ﻿ | ﻿
RS01SBPS-SF01A-4F-PCO2WA101 | SN0143 | 2 | C0091 | CC_calt | 14.89 |  | ﻿ | ﻿ | ﻿ | ﻿ | ﻿ | ﻿ | ﻿ | ﻿ | ﻿ | ﻿ | ﻿ | ﻿ | ﻿ | ﻿ | ﻿ | ﻿ | ﻿ | ﻿ | ﻿ | ﻿
RS01SBPS-SF01A-4F-PCO2WA101 | SN0143 | 2 | C0091 | CC_cala | -0.1533 |  | ﻿ | ﻿ | ﻿ | ﻿ | ﻿ | ﻿ | ﻿ | ﻿ | ﻿ | ﻿ | ﻿ | ﻿ | ﻿ | ﻿ | ﻿ | ﻿ | ﻿ | ﻿ | ﻿ | ﻿
RS01SBPS-SF01A-4F-PCO2WA101 | SN0143 | 2 | C0091 | CC_calb | 1.6218 |  | ﻿ | ﻿ | ﻿ | ﻿ | ﻿ | ﻿ | ﻿ | ﻿ | ﻿ | ﻿ | ﻿ | ﻿ | ﻿ | ﻿ | ﻿ | ﻿ | ﻿ | ﻿ | ﻿ | ﻿
RS01SBPS-SF01A-4F-PCO2WA101 | SN0143 | 2 | C0091 | CC_calc | -2.8071

## 244_CC_tcarray
0.039149 | 0.032119 | 0.02754 | 0.026329 | 0.024706 | 0.022925 | 0.021919 | 0.021171 | 0.020111 | 0.019946 | 0.019666 | 0.016834 | 0.016878 | 0.01484 | 0.012677 | 0.012071 | 0.010288 | 0.00863 | 0.006842 | 0.005797 | 0.003709 | 0.002087 | 0.002219 | 0.000682 | 0 | -0.001357 | -0.00344 | -0.004663 | -0.005642 | -0.0064 | -0.007193 | -0.009957 | -0.009043 | -0.010607 | -0.011534
0.029868 | 0.023336 | 0.020189 | 0.018532 | 0.017125 | 0.015895 | 0.013949 | 0.014697 | 0.013891 | 0.014056 | 0.014497 | 0.011452 | 0.013376 | 0.009504 | 0.008712 | 0.009799 | 0.007181 | 0.005415 | 0.005786 | 0.004084 | 0.002854 | 0.002087 | 0.000986 | 0.000505 | 0 | -0.002969 | -0.003791 | -0.003665 | -0.004784 | -0.005541 | -0.006136 | -0.008223 | -0.00793 | -0.009122 | -0.011811
0.024655 | 0.018984 | 0.01596 | 0.014325 | 0.013594 | 0.012535 | 0.011195 | 0.011669 | 0.011711 | 0.012818 | 0.012637 | 0.01083 | 0.011306 | 0.00898 | 0.007724 | 0.00833 | 0.006356 | 0.005493 | 0.005807 | 0.003404 | 0.003513 | 0.00269 | 0.001159 | 0.001465 | 0 | -0.000983 | -0.002245 | -0.002593 | -0.00277 | -0.003822 | -0.004194 | -0.004791 | -0.005396 | -0.005493 | -0.00529
0.019363 | 0.014014 | 0.01073 | 0.009502 | 0.009626 | 0.00825 | 0.008131 | 0.008538 | 0.008223 | 0.007605 | 0.008602 | 0.008044 | 0.008679 | 0.006108 | 0.006252 | 0.005357 | 0.004199 | 0.004082 | 0.002393 | 0.001998 | 0.00166 | 0.00029 | 0.000148 | -0.000483 | 0 | -0.002126 | -0.002337 | -0.002463 | -0.003328 | -0.003164 | -0.003482 | -0.005398 | -0.004765 | -0.004966 | -0.002527
0.015609 | 0.010219 | 0.008075 | 0.006335 | 0.005805 | 0.005006 | 0.005141 | 0.00544 | 0.006409 | 0.007468 | 0.006643 | 0.006036 | 0.006257 | 0.005384 | 0.004649 | 0.005302 | 0.003478 | 0.002723 | 0.003038 | 0.002084 | 0.001241 | 0.001732 | 0.000335 | 8.7e-05 | 0 | -0.000595 | -0.000935 | -0.000369 | -0.001907 | -0.001688 | -0.002908 | -0.002975 | -0.002869 | -0.003342 | -0.007714
0.012793 | 0.008082 | 0.005505 | 0.004473 | 0.003811 | 0.00353 | 0.003604 | 0.004045 | 0.004677 | 0.005519 | 0.005715 | 0.004581 | 0.005301 | 0.003783 | 0.003515 | 0.003235 | 0.00236 | 0.002055 | 0.002007 | 0.00152 | 0.001334 | 0.000895 | 0.000616 | 0.000405 | 0 | -0.000532 | -0.001199 | -0.001213 | -0.001212 | -0.001241 | -0.001479 | -0.002299 | -0.002796 | -0.002459 | -0.00399
0.010774 | 0.006021 | 0.003978 | 0.003101 | 0.002184 | 0.001868 | 0.001922 | 0.003332 | 0.003545 | 0.004112 | 0.004251 | 0.00378 | 0.003968 | 0.002482 | 0.002225 | 0.00253 | 0.001476 | 0.001434 | 0.001836 | 0.000245 | 0.000675 | -0.000529 | 8.5e-05 | 0.000297 | 0 | -0.000659 | -0.00111 | -0.000833 | -0.000864 | -0.001215 | -0.001805 | -0.002177 | -0.001545 | -0.002107 | -0.002851
0.009521 | 0.004893 | 0.002459 | 0.001474 | 0.001205 | 0.000756 | 0.001212 | 0.002142 | 0.002983 | 0.003509 | 0.003537 | 0.002631 | 0.002995 | 0.002551 | 0.002058 | 0.002115 | 0.00132 | 0.000876 | 0.000966 | 0.000655 | 0.000494 | 6.3e-05 | 0.00076 | 0.000109 | 0 | -0.000394 | -0.000812 | -0.000896 | -0.000731 | -0.00103 | -0.000981 | -0.001512 | -0.001277 | -0.001264 | -0.001107
0.007706 | 0.003555 | 0.001221 | 0.000152 | -0.000131 | -0.000141 | 0.000363 | 0.000874 | 0.001645 | 0.002726 | 0.002767 | 0.001783 | 0.002391 | 0.001694 | 0.001559 | 0.001411 | 0.001172 | 0.000171 | 0.000565 | 0.000604 | 0.000578 | 0.000206 | -0.000169 | -0.000233 | 0 | -0.000265 | -0.000769 | -0.000534 | -0.000871 | -0.000922 | -0.001231 | -0.001301 | -0.001118 | -0.001486 | -0.000418
0.007 | 0.002395 | 0.000384 | -0.000539 | -0.000959 | -0.000833 | -0.000785 | 0.000656 | 0.001411 | 0.001668 | 0.001289 | 0.001435 | 0.001724 | 0.000968 | 0.000796 | 0.000894 | 0.00036 | 0.000478 | 5.7e-05 | -2.6e-05 | -0.000247 | 0.000192 | 1e-06 | -4.2e-05 | 0 | -0.000426 | -0.000538 | -0.000573 | -0.001015 | -0.000864 | -0.000688 | -0.001377 | -0.000864 | -0.001098 | -0.001975
0.005231 | 0.00131 | -0.000722 | -0.001589 | -0.001994 | -0.002069 | -0.001486 | -0.00039 | 0.000727 | 0.001341 | 0.001536 | 0.000788 | 0.000992 | 0.000501 | 0.000476 | 0.000698 | 0.000256 | 0.000153 | 0.000542 | 1.8e-05 | -0.00028 | -8.7e-05 | 8.6e-05 | -4e-06 | 0 | -0.000421 | -0.000853 | -0.000407 | -0.000542 | -0.000657 | -0.000708 | -0.001059 | -0.000989 | -0.000945 | -0.000225
0.004762 | 0.001069 | -0.001328 | -0.002096 | -0.002196 | -0.002208 | -0.00158 | -0.00057 | 0.000165 | 0.00087 | 0.000812 | 0.00048 | 0.000497 | 0.000316 | 8e-05 | 0.000769 | 0.000248 | -0.000364 | -0.000111 | -0.000113 | 0.00042 | 0.00014 | 3.4e-05 | -2.1e-05 | 0 | 7.9e-05 | -0.00049 | -6.9e-05 | -0.000377 | -0.00039 | -0.000578 | -0.00068 | -0.000859 | -0.000808 | 0.000264
0.003632 | -0.000532 | -0.002176 | -0.003306 | -0.003462 | -0.003394 | -0.002735 | -0.001569 | -0.000574 | -0.000183 | -0.00038 | -0.000211 | -0.000102 | -0.000483 | -0.000357 | -0.000254 | -0.000265 | -0.000197 | -8.8e-05 | -0.000487 | -0.000296 | -0.000314 | -0.000272 | -0.00042 | 0 | -0.000603 | -0.000584 | -0.000732 | -0.000576 | -0.00083 | -0.000835 | -0.001051 | -0.000944 | -0.001162 | -0.001695
0.002725 | -0.000665 | -0.002671 | -0.003321 | -0.003474 | -0.003521 | -0.002983 | -0.001603 | -0.000839 | -0.000282 | -0.000339 | -0.000686 | -0.000426 | -0.000702 | -0.000726 | -3.2e-05 | -0.000474 | -0.000424 | 0.000184 | -0.000151 | -0.000294 | -0.000351 | -0.000121 | 0.00011 | 0 | 2.2e-05 | -0.000375 | -0.000362 | -0.000707 | -0.00053 | -0.000876 | -0.000761 | -0.001012 | -0.001073 | -0.001834
0.002154 | -0.001338 | -0.003271 | -0.003833 | -0.004099 | -0.004108 | -0.003389 | -0.002214 | -0.00138 | -0.000761 | -0.00095 | -0.001039 | -0.000867 | -0.000932 | -0.000719 | -0.00063 | -0.000752 | -0.000728 | -0.000492 | -0.000276 | -1.2e-05 | -2.8e-05 | -7.6e-05 | -0.000252 | 0 | -0.000434 | -0.000539 | -0.000567 | -0.000628 | -0.000727 | -0.000825 | -0.001214 | -0.001139 | -0.001238 | -0.000289
0.001313 | -0.00205 | -0.003552 | -0.004322 | -0.004663 | -0.004295 | -0.00369 | -0.002673 | -0.001818 | -0.001103 | -0.001176 | -0.001466 | -0.001029 | -0.001173 | -0.000963 | -0.000492 | -0.000455 | -0.00041 | -0.000169 | -0.000313 | -0.000387 | -3e-06 | -0.00011 | -4.4e-05 | 0 | -0.000147 | -0.000374 | -0.000453 | -0.000761 | -0.000646 | -0.000902 | -0.001104 | -0.001131 | -0.001246 | -0.001813
0.000994 | -0.001909 | -0.003607 | -0.004337 | -0.004499 | -0.004288 | -0.00386 | -0.002781 | -0.001776 | -0.001288 | -0.001521 | -0.001554 | -0.001285 | -0.001131 | -0.000965 | -0.000597 | -0.000729 | -0.000566 | -0.000229 | -0.000199 | -0.00013 | -0.000549 | -0.000221 | -0.000105 | 0 | -0.000346 | -0.000586 | -0.000543 | -0.000797 | -0.000949 | -0.001104 | -0.001451 | -0.001395 | -0.001559 | -0.001319
0.000515 | -0.002643 | -0.004183 | -0.00486 | -0.00489 | -0.00464 | -0.004118 | -0.00286 | -0.002175 | -0.001765 | -0.001946 | -0.001832 | -0.001536 | -0.001365 | -0.001205 | -0.000892 | -0.000642 | -0.000869 | -0.000621 | -0.00031 | -0.000253 | -0.000241 | 6.6e-05 | -4e-06 | 0 | -0.000176 | -0.000347 | -0.000534 | -0.000787 | -0.000964 | -0.00108 | -0.001335 | -0.001242 | -0.001632 | -0.001331
6.8e-05 | -0.002673 | -0.004257 | -0.004843 | -0.004948 | -0.004789 | -0.004145 | -0.003026 | -0.002306 | -0.001969 | -0.001774 | -0.001932 | -0.001576 | -0.001558 | -0.001184 | -0.000705 | -0.000775 | -0.000306 | -0.000104 | -8.7e-05 | -0.00021 | -5e-06 | -7.5e-05 | -5.5e-05 | 0 | -0.000134 | -0.000574 | -0.00045 | -0.000641 | -0.000847 | -0.0013 | -0.001293 | -0.001532 | -0.001618 | -0.002077
-0.000453 | -0.002885 | -0.004412 | -0.004877 | -0.004885 | -0.004746 | -0.004037 | -0.003095 | -0.002414 | -0.001921 | -0.002212 | -0.00202 | -0.001725 | -0.001632 | -0.001304 | -0.000937 | -0.00063 | -0.000735 | -0.000443 | -0.000241 | -0.000181 | -0.000123 | -0.000181 | 6.4e-05 | 0 | -0.000206 | -0.000501 | -0.000728 | -0.000943 | -0.001198 | -0.00139 | -0.001653 | -0.00172 | -0.001763 | -0.001548
-0.000801 | -0.003606 | -0.00483 | -0.005361 | -0.00542 | -0.005144 | -0.004357 | -0.003422 | -0.002713 | -0.002644 | -0.002418 | -0.002427 | -0.002079 | -0.001821 | -0.001493 | -0.000921 | -0.000831 | -0.000798 | -0.000393 | -0.000189 | -0.0003 | -5.9e-05 | 3e-06 | 2.2e-05 | 0 | -0.000156 | -0.000426 | -0.000557 | -0.000921 | -0.001084 | -0.001403 | -0.00158 | -0.001796 | -0.002118 | -0.002486
-0.000913 | -0.003045 | -0.004364 | -0.004826 | -0.004889 | -0.00469 | -0.00405 | -0.003103 | -0.002448 | -0.002151 | -0.002403 | -0.002177 | -0.001831 | -0.001687 | -0.001226 | -0.000906 | -0.000649 | -0.000378 | -0.000117 | -1.9e-05 | -1.7e-05 | -3e-05 | 9.4e-05 | 0.00022 | 0 | -0.000222 | -0.000475 | -0.000705 | -0.000871 | -0.001204 | -0.001509 | -0.001736 | -0.001837 | -0.002051 | -0.002061
-0.001085 | -0.003343 | -0.004592 | -0.005074 | -0.005023 | -0.004814 | -0.004124 | -0.003293 | -0.002761 | -0.002436 | -0.002539 | -0.002442 | -0.002189 | -0.001869 | -0.0016 | -0.000902 | -0.000804 | -0.000765 | -0.000524 | -0.000248 | -0.000189 | -0.000287 | -0.000109 | -4.4e-05 | 0 | -0.000303 | -0.000744 | -0.000847 | -0.001208 | -0.001475 | -0.001722 | -0.002067 | -0.002169 | -0.002497 | -0.002495
-0.00136 | -0.003533 | -0.004526 | -0.005116 | -0.005069 | -0.00485 | -0.004172 | -0.003305 | -0.002706 | -0.002666 | -0.002644 | -0.002478 | -0.002162 | -0.001905 | -0.001364 | -0.001029 | -0.000761 | -0.000605 | -0.000111 | 4.3e-05 | -6.7e-05 | 0.000154 | 3.2e-05 | 0.000115 | 0 | -0.000258 | -0.000436 | -0.000744 | -0.001081 | -0.001345 | -0.001729 | -0.001931 | -0.002187 | -0.002454 | -0.002131
-0.001255 | -0.002992 | -0.004192 | -0.004581 | -0.004625 | -0.004363 | -0.003826 | -0.003046 | -0.002563 | -0.002472 | -0.002467 | -0.002434 | -0.001937 | -0.001763 | -0.001453 | -0.000935 | -0.000652 | -0.000377 | -9.1e-05 | 2.9e-05 | 4.2e-05 | -2.2e-05 | 9.8e-05 | 6.2e-05 | 0 | -0.000111 | -0.000618 | -0.000818 | -0.001237 | -0.001546 | -0.001956 | -0.002242 | -0.002442 | -0.002733 | -0.003178
-0.00124 | -0.003215 | -0.004192 | -0.004587 | -0.004557 | -0.004397 | -0.003751 | -0.003007 | -0.002584 | -0.002527 | -0.0026 | -0.002388 | -0.002224 | -0.001884 | -0.001607 | -0.000913 | -0.00068 | -0.000548 | -0.000265 | 5.4e-05 | 0.000106 | 4.5e-05 | 0.000115 | 9.6e-05 | 0 | -0.000351 | -0.000626 | -0.000942 | -0.001298 | -0.001707 | -0.001973 | -0.002294 | -0.002491 | -0.002791 | -0.002711
-0.001095 | -0.002755 | -0.003751 | -0.004252 | -0.004219 | -0.004009 | -0.003362 | -0.002726 | -0.002405 | -0.002412 | -0.002443 | -0.002309 | -0.001879 | -0.00161 | -0.001306 | -0.00074 | -0.000508 | -0.000242 | 0.000153 | 0.000191 | 8.9e-05 | 0.000211 | 0.000226 | 0.000208 | 0 | -0.000223 | -0.000527 | -0.000849 | -0.001196 | -0.001519 | -0.001939 | -0.002273 | -0.002561 | -0.002904 | -0.003178
-0.001053 | -0.002564 | -0.003535 | -0.003888 | -0.003948 | -0.003763 | -0.003172 | -0.002622 | -0.002208 | -0.00234 | -0.002464 | -0.002274 | -0.001883 | -0.001698 | -0.001335 | -0.000844 | -0.000537 | -0.000205 | 2.5e-05 | 0.000202 | 0.000219 | 8.6e-05 | 0.000139 | 5.9e-05 | 0 | -0.000256 | -0.000759 | -0.001027 | -0.001473 | -0.001854 | -0.002268 | -0.002529 | -0.002971 | -0.003163 | -0.00302
-0.001015 | -0.002615 | -0.003446 | -0.003833 | -0.003764 | -0.003561 | -0.003009 | -0.002459 | -0.002179 | -0.002361 | -0.002433 | -0.002257 | -0.001956 | -0.001668 | -0.001343 | -0.000777 | -0.000533 | -0.000339 | -1.3e-05 | 0.000171 | 9.4e-05 | 0.000205 | 0.000199 | 0.000115 | 0 | -0.000288 | -0.000723 | -0.001039 | -0.001457 | -0.001956 | -0.002347 | -0.002663 | -0.002949 | -0.003411 | -0.003501
-0.000949 | -0.002182 | -0.003072 | -0.003413 | -0.003442 | -0.003216 | -0.002749 | -0.002208 | -0.00206 | -0.00214 | -0.002283 | -0.002158 | -0.001794 | -0.001589 | -0.001243 | -0.000647 | -0.000519 | -1.5e-05 | 0.00025 | 0.000312 | 0.000158 | 0.000234 | 0.00014 | 0.000192 | 0 | -0.00029 | -0.000676 | -0.001045 | -0.001582 | -0.001862 | -0.002358 | -0.00273 | -0.003156 | -0.003499 | -0.003562
-0.000941 | -0.00209 | -0.002806 | -0.003125 | -0.003123 | -0.002921 | -0.002414 | -0.001992 | -0.001856 | -0.001994 | -0.002159 | -0.002023 | -0.001651 | -0.001386 | -0.001185 | -0.000633 | -0.000293 | -0.000171 | 9e-05 | 0.000394 | 0.000296 | 0.000256 | 0.000269 | 0.000176 | 0 | -0.000317 | -0.000815 | -0.001086 | -0.001644 | -0.002089 | -0.00251 | -0.002923 | -0.003195 | -0.003568 | -0.003684
-0.000718 | -0.001885 | -0.002572 | -0.002942 | -0.002824 | -0.002633 | -0.002164 | -0.001765 | -0.001669 | -0.001948 | -0.002126 | -0.00191 | -0.00165 | -0.001375 | -0.001079 | -0.000504 | -0.000284 | 7.4e-05 | 0.000258 | 0.000328 | 0.000206 | 0.000255 | 0.000198 | 0.000136 | 0 | -0.000376 | -0.000717 | -0.001206 | -0.001692 | -0.002171 | -0.002575 | -0.002978 | -0.003393 | -0.003801 | -0.003833
-0.000625 | -0.001448 | -0.002101 | -0.002408 | -0.002399 | -0.002197 | -0.001787 | -0.001429 | -0.001339 | -0.001648 | -0.00177 | -0.001714 | -0.00139 | -0.001125 | -0.00087 | -0.000461 | -8.4e-05 | 0.000214 | 0.000484 | 0.000594 | 0.000454 | 0.000451 | 0.000301 | 0.000245 | 0 | -0.000245 | -0.000766 | -0.001184 | -0.001723 | -0.002132 | -0.002676 | -0.003113 | -0.003615 | -0.00389 | -0.004035
-0.000323 | -0.001287 | -0.001862 | -0.002087 | -0.00203 | -0.001895 | -0.001422 | -0.001191 | -0.001218 | -0.001483 | -0.001724 | -0.001564 | -0.001281 | -0.001133 | -0.000837 | -0.000404 | -8.3e-05 | 8.3e-05 | 0.000209 | 0.000435 | 0.000372 | 0.000227 | 0.0002 | 0.000123 | 0 | -0.000417 | -0.00092 | -0.001338 | -0.001948 | -0.002415 | -0.00287 | -0.003263 | -0.003568 | -0.003942 | -0.004466
-0.000426 | -0.001064 | -0.00154 | -0.001791 | -0.001749 | -0.001505 | -0.001165 | -0.000792 | -0.000869 | -0.001222 | -0.001393 | -0.001322 | -0.001103 | -0.000894 | -0.000713 | -0.000154 | -1.8e-05 | 0.000353 | 0.000575 | 0.000614 | 0.000452 | 0.000448 | 0.000351 | 0.000215 | 0 | -0.000346 | -0.00077 | -0.001243 | -0.001756 | -0.002228 | -0.002704 | -0.003111 | -0.003551 | -0.004065 | -0.003888
-0.000351 | -0.000838 | -0.00124 | -0.001473 | -0.001307 | -0.0011 | -0.000738 | -0.000537 | -0.000566 | -0.000911 | -0.001123 | -0.001045 | -0.000831 | -0.000706 | -0.00052 | -0.000192 | 0.000183 | 0.000455 | 0.000603 | 0.000686 | 0.000579 | 0.000445 | 0.000382 | 0.000293 | 0 | -0.000269 | -0.000854 | -0.001269 | -0.001844 | -0.002305 | -0.002852 | -0.003277 | -0.003727 | -0.0041 | -0.004581
-0.000537 | -0.001012 | -0.001331 | -0.00137 | -0.001236 | -0.001062 | -0.000624 | -0.000405 | -0.000573 | -0.000941 | -0.001072 | -0.001013 | -0.000862 | -0.000719 | -0.000598 | -0.000118 | 1.8e-05 | 0.000193 | 0.000403 | 0.000534 | 0.000375 | 0.000341 | 0.00027 | 9.8e-05 | 0 | -0.000419 | -0.000904 | -0.001334 | -0.0019 | -0.002401 | -0.002876 | -0.003294 | -0.00364 | -0.004194 | -0.00406
-0.000661 | -0.000791 | -0.001059 | -0.00117 | -0.001036 | -0.000754 | -0.000403 | -0.000168 | -0.000383 | -0.000688 | -0.000972 | -0.000826 | -0.000691 | -0.000589 | -0.00039 | -0.000101 | 0.000183 | 0.000414 | 0.00062 | 0.000613 | 0.000451 | 0.000448 | 0.0003 | 0.000197 | 0 | -0.000353 | -0.000725 | -0.001259 | -0.001769 | -0.002264 | -0.002761 | -0.003178 | -0.00368 | -0.004053 | -0.004457
-0.00061 | -0.00073 | -0.000892 | -0.000893 | -0.000739 | -0.000453 | -0.000102 | 6.9e-05 | -0.000119 | -0.000525 | -0.000677 | -0.000696 | -0.000527 | -0.000423 | -0.000327 | -4.3e-05 | 0.000204 | 0.000444 | 0.000598 | 0.000616 | 0.000499 | 0.000425 | 0.000351 | 0.000201 | 0 | -0.000328 | -0.000869 | -0.001246 | -0.001846 | -0.002273 | -0.002778 | -0.003206 | -0.003605 | -0.004033 | -0.004261
-0.000338 | -0.000469 | -0.000642 | -0.000593 | -0.000428 | -0.000181 | 0.000144 | 0.000295 | 6e-05 | -0.000357 | -0.000619 | -0.000517 | -0.000443 | -0.000371 | -0.000331 | 0.000113 | 0.000196 | 0.000388 | 0.000547 | 0.000617 | 0.000468 | 0.000395 | 0.000284 | 0.000164 | 0 | -0.000353 | -0.000761 | -0.001242 | -0.001731 | -0.00219 | -0.002644 | -0.00306 | -0.003459 | -0.003932 | -0.00396
4.4e-05 | 7.9e-05 | -7.8e-05 | -0.000151 | -3e-05 | 0.000267 | 0.000511 | 0.000628 | 0.00031 | -0.000134 | -0.000394 | -0.000365 | -0.000308 | -0.000245 | -0.000182 | 6e-05 | 0.000283 | 0.000547 | 0.000669 | 0.000663 | 0.00053 | 0.000472 | 0.000365 | 0.000226 | 0 | -0.000265 | -0.000693 | -0.001129 | -0.001648 | -0.002072 | -0.00251 | -0.002867 | -0.003377 | -0.003727 | -0.004077
0.000319 | 0.000222 | 8e-05 | 0.000101 | 0.000225 | 0.000412 | 0.000685 | 0.000708 | 0.000376 | -7.5e-05 | -0.000416 | -0.000373 | -0.000324 | -0.000237 | -0.000215 | 3e-06 | 0.000253 | 0.000408 | 0.000547 | 0.000632 | 0.000433 | 0.00042 | 0.000285 | 0.000196 | 0 | -0.000303 | -0.000782 | -0.001116 | -0.001657 | -0.002072 | -0.002514 | -0.002848 | -0.003228 | -0.003715 | -0.003987
0.000509 | 0.000517 | 0.000391 | 0.000371 | 0.00046 | 0.000686 | 0.000822 | 0.000871 | 0.000433 | -9.3e-05 | -0.000372 | -0.00032 | -0.000314 | -0.000266 | -0.000207 | 7.1e-05 | 0.000283 | 0.00045 | 0.000599 | 0.000627 | 0.000451 | 0.000383 | 0.000288 | 0.000164 | 0 | -0.000298 | -0.000636 | -0.001056 | -0.001561 | -0.001941 | -0.002372 | -0.002723 | -0.003108 | -0.003535 | -0.003678
0.004838 | 0.004434 | 0.003936 | 0.003559 | 0.003456 | 0.003373 | 0.003305 | 0.003021 | 0.002327 | 0.001493 | 0.000883 | 0.000615 | 0.000383 | 0.000213 | 9.7e-05 | 0.000186 | 0.000256 | 0.000386 | 0.000455 | 0.000565 | 0.000354 | 0.000312 | 0.000197 | 9.2e-05 | 0 | -0.000267 | -0.000619 | -0.000977 | -0.001405 | -0.001673 | -0.002052 | -0.00242 | -0.002736 | -0.00324 | -0.003508
0.00522 | 0.004916 | 0.004408 | 0.004008 | 0.00385 | 0.003727 | 0.003615 | 0.00324 | 0.002429 | 0.001587 | 0.00102 | 0.000767 | 0.000513 | 0.000246 | 0.000134 | 0.000307 | 0.000378 | 0.000437 | 0.000646 | 0.000561 | 0.000412 | 0.000375 | 0.000268 | 0.000185 | 0 | -0.000219 | -0.000525 | -0.000908 | -0.001316 | -0.001694 | -0.002079 | -0.002364 | -0.002792 | -0.003228 | -0.00354
0.005715 | 0.005446 | 0.004949 | 0.004513 | 0.004311 | 0.004159 | 0.003916 | 0.003477 | 0.002659 | 0.001789 | 0.001137 | 0.00087 | 0.000576 | 0.000327 | 0.000167 | 0.00024 | 0.000383 | 0.000541 | 0.000673 | 0.00067 | 0.000427 | 0.000397 | 0.000244 | 0.000143 | 0 | -0.00021 | -0.000576 | -0.000944 | -0.001425 | -0.001748 | -0.002104 | -0.002495 | -0.002912 | -0.003332 | -0.003636
0.005821 | 0.005478 | 0.005001 | 0.004618 | 0.004457 | 0.004265 | 0.004026 | 0.003522 | 0.002656 | 0.001634 | 0.001048 | 0.000745 | 0.000483 | 0.00027 | 0.000157 | 0.000267 | 0.000419 | 0.000542 | 0.000605 | 0.000641 | 0.000491 | 0.000371 | 0.000287 | 0.000198 | 0 | -0.000265 | -0.000612 | -0.001014 | -0.001491 | -0.001862 | -0.002253 | -0.002609 | -0.003011 | -0.003556 | -0.003579
0.005959 | 0.005816 | 0.005375 | 0.004935 | 0.004708 | 0.004455 | 0.004169 | 0.00362 | 0.002668 | 0.001701 | 0.001088 | 0.000798 | 0.00047 | 0.000265 | 0.000141 | 0.00032 | 0.000414 | 0.000555 | 0.00074 | 0.000666 | 0.000464 | 0.000449 | 0.00028 | 0.000198 | 0 | -0.00026 | -0.00061 | -0.001001 | -0.001457 | -0.00185 | -0.002248 | -0.002652 | -0.003121 | -0.003553 | -0.003761
0.005824 | 0.00558 | 0.005125 | 0.004742 | 0.00453 | 0.004352 | 0.004065 | 0.003496 | 0.002565 | 0.001598 | 0.000942 | 0.000691 | 0.000425 | 0.000166 | 0.000104 | 0.000259 | 0.00039 | 0.000596 | 0.000701 | 0.000701 | 0.000515 | 0.000441 | 0.000278 | 0.000163 | 0 | -0.000243 | -0.000673 | -0.001043 | -0.001561 | -0.001941 | -0.00238 | -0.00276 | -0.003198 | -0.003698 | -0.003969
0.006028 | 0.005754 | 0.005298 | 0.00488 | 0.004649 | 0.00441 | 0.00409 | 0.003515 | 0.002521 | 0.001496 | 0.000889 | 0.000635 | 0.000371 | 0.000173 | 8.9e-05 | 0.000259 | 0.000397 | 0.000578 | 0.000689 | 0.000698 | 0.000508 | 0.000474 | 0.000331 | 0.000222 | 0 | -0.000278 | -0.000662 | -0.0011 | -0.001567 | -0.001984 | -0.002388 | -0.002809 | -0.003271 | -0.003742 | -0.004037
0.005947 | 0.005781 | 0.005336 | 0.004898 | 0.004605 | 0.004378 | 0.004071 | 0.003447 | 0.002429 | 0.001464 | 0.000804 | 0.000544 | 0.000307 | 0.000114 | -1e-05 | 0.000239 | 0.000398 | 0.000579 | 0.000708 | 0.000734 | 0.000507 | 0.00051 | 0.000303 | 0.000206 | 0 | -0.000247 | -0.00066 | -0.001088 | -0.001587 | -0.001996 | -0.002438 | -0.002842 | -0.003319 | -0.003825 | -0.004056
0.00579 | 0.005636 | 0.005234 | 0.004818 | 0.004511 | 0.004266 | 0.003917 | 0.003286 | 0.002301 | 0.001281 | 0.000653 | 0.000371 | 0.000187 | 3.3e-05 | -5.9e-05 | 0.000168 | 0.000342 | 0.000602 | 0.000683 | 0.000713 | 0.000556 | 0.000471 | 0.000328 | 0.000157 | 0 | -0.000297 | -0.000726 | -0.00115 | -0.001654 | -0.00206 | -0.00253 | -0.002928 | -0.003379 | -0.003898 | -0.004313
0.005602 | 0.005538 | 0.005161 | 0.004756 | 0.004444 | 0.004214 | 0.003873 | 0.003261 | 0.002219 | 0.0012 | 0.000622 | 0.000375 | 0.000158 | 5.5e-05 | -3e-06 | 0.000187 | 0.000411 | 0.000613 | 0.000732 | 0.000753 | 0.000557 | 0.000494 | 0.000353 | 0.000242 | 0 | -0.000276 | -0.000716 | -0.001154 | -0.001667 | -0.002117 | -0.002559 | -0.002958 | -0.003417 | -0.00391 | -0.00419
0.005195 | 0.00517 | 0.004878 | 0.004507 | 0.004215 | 0.004044 | 0.003709 | 0.003037 | 0.002021 | 0.001038 | 0.000387 | 0.000184 | 5e-05 | -8.8e-05 | -0.000123 | 0.00012 | 0.000323 | 0.000543 | 0.000749 | 0.000714 | 0.000543 | 0.00049 | 0.000283 | 0.00018 | 0 | -0.000292 | -0.000711 | -0.001179 | -0.001689 | -0.002145 | -0.002595 | -0.003014 | -0.003491 | -0.004006 | -0.004223
0.004952 | 0.005047 | 0.004754 | 0.0044 | 0.004146 | 0.00393 | 0.003568 | 0.002931 | 0.001868 | 0.000885 | 0.000306 | 4.9e-05 | -5e-05 | -0.000113 | -0.000129 | 0.000151 | 0.000347 | 0.000576 | 0.000753 | 0.000756 | 0.000574 | 0.000506 | 0.000312 | 0.000216 | 0 | -0.000274 | -0.000708 | -0.001175 | -0.001723 | -0.002156 | -0.002581 | -0.003025 | -0.003509 | -0.004007 | -0.004229
0.004627 | 0.004812 | 0.004565 | 0.004235 | 0.003987 | 0.003818 | 0.003465 | 0.002803 | 0.001769 | 0.000755 | 0.000191 | -1.4e-05 | -0.000191 | -0.000236 | -0.000216 | 4.5e-05 | 0.000286 | 0.000566 | 0.000729 | 0.000813 | 0.000628 | 0.000534 | 0.000397 | 0.000255 | 0 | -0.000285 | -0.00072 | -0.001193 | -0.001726 | -0.002154 | -0.002639 | -0.003073 | -0.003557 | -0.004054 | -0.004334
0.00431 | 0.004498 | 0.00436 | 0.00406 | 0.003835 | 0.003667 | 0.003324 | 0.002682 | 0.001613 | 0.000649 | 3e-05 | -0.000126 | -0.00026 | -0.000273 | -0.000244 | -1.1e-05 | 0.000235 | 0.000512 | 0.000669 | 0.000708 | 0.000563 | 0.000497 | 0.000359 | 0.000191 | 0 | -0.000316 | -0.000751 | -0.001231 | -0.001745 | -0.002216 | -0.002666 | -0.003089 | -0.003585 | -0.004117 | -0.004287
0.003985 | 0.004341 | 0.004194 | 0.003939 | 0.003729 | 0.003611 | 0.003258 | 0.002566 | 0.001517 | 0.000538 | -5.8e-05 | -0.00019 | -0.000328 | -0.000341 | -0.00033 | 2.3e-05 | 0.000276 | 0.000558 | 0.000752 | 0.000809 | 0.000603 | 0.000518 | 0.000352 | 0.000216 | 0 | -0.000293 | -0.000738 | -0.001203 | -0.001743 | -0.002193 | -0.002696 | -0.003122 | -0.003573 | -0.004134 | -0.004357
0.003689 | 0.004078 | 0.004 | 0.003755 | 0.003545 | 0.003456 | 0.003126 | 0.002441 | 0.001406 | 0.000436 | -0.000125 | -0.000251 | -0.000357 | -0.000381 | -0.000302 | -3e-05 | 0.000323 | 0.000575 | 0.000714 | 0.000819 | 0.00063 | 0.000541 | 0.000354 | 0.00021 | 0 | -0.000274 | -0.000734 | -0.001211 | -0.001791 | -0.00222 | -0.002675 | -0.003135 | -0.003619 | -0.004167 | -0.004445
0.003449 | 0.003943 | 0.003939 | 0.003757 | 0.003587 | 0.003503 | 0.003157 | 0.0025 | 0.001406 | 0.000454 | -0.000117 | -0.000264 | -0.000359 | -0.000359 | -0.000283 | 1.7e-05 | 0.000312 | 0.000582 | 0.000773 | 0.000802 | 0.00065 | 0.000518 | 0.000379 | 0.000236 | 0 | -0.000294 | -0.000731 | -0.001227 | -0.001775 | -0.002231 | -0.002701 | -0.003135 | -0.003639 | -0.004157 | -0.004429
0.003304 | 0.003823 | 0.003821 | 0.003614 | 0.003422 | 0.00335 | 0.003031 | 0.002321 | 0.001276 | 0.000331 | -0.000231 | -0.00033 | -0.000444 | -0.000418 | -0.000368 | -1.6e-05 | 0.000249 | 0.000551 | 0.000767 | 0.000811 | 0.00059 | 0.000554 | 0.000333 | 0.000192 | 0 | -0.000292 | -0.000743 | -0.001215 | -0.001801 | -0.002237 | -0.002752 | -0.003176 | -0.003677 | -0.004235 | -0.004578
0.003078 | 0.003643 | 0.003697 | 0.003514 | 0.003379 | 0.003311 | 0.002996 | 0.00229 | 0.001198 | 0.000234 | -0.000313 | -0.000423 | -0.000504 | -0.000451 | -0.000324 | -3.5e-05 | 0.000271 | 0.000559 | 0.000771 | 0.000838 | 0.000645 | 0.000562 | 0.000392 | 0.000211 | 0 | -0.000288 | -0.00076 | -0.001247 | -0.001797 | -0.002254 | -0.002761 | -0.003223 | -0.003704 | -0.004252 | -0.004457
0.002829 | 0.003575 | 0.003626 | 0.003472 | 0.003332 | 0.003275 | 0.002934 | 0.002221 | 0.001126 | 0.0002 | -0.000396 | -0.000456 | -0.000506 | -0.000481 | -0.000396 | -1.7e-05 | 0.000263 | 0.000569 | 0.000817 | 0.000802 | 0.000655 | 0.00055 | 0.00041 | 0.000246 | 0 | -0.000289 | -0.00074 | -0.00125 | -0.001828 | -0.002268 | -0.002793 | -0.003212 | -0.003761 | -0.004301 | -0.004457
0.002703 | 0.003421 | 0.003536 | 0.003388 | 0.003193 | 0.003166 | 0.002816 | 0.002124 | 0.001015 | 9.3e-05 | -0.000454 | -0.000561 | -0.000582 | -0.000541 | -0.000428 | -0.000111 | 0.000211 | 0.000524 | 0.000796 | 0.000821 | 0.000563 | 0.000573 | 0.000346 | 0.000197 | 0 | -0.000289 | -0.000768 | -0.001252 | -0.001799 | -0.002304 | -0.002811 | -0.00326 | -0.003761 | -0.004335 | -0.004771
0.002206 | 0.003021 | 0.003231 | 0.00316 | 0.003077 | 0.003102 | 0.002793 | 0.002082 | 0.000989 | 6.1e-05 | -0.000486 | -0.000584 | -0.000621 | -0.000497 | -0.000347 | -3.1e-05 | 0.000272 | 0.000604 | 0.000761 | 0.000845 | 0.000702 | 0.000546 | 0.0004 | 0.000237 | 0 | -0.000315 | -0.000771 | -0.00129 | -0.001829 | -0.002345 | -0.00285 | -0.003308 | -0.003816 | -0.004359 | -0.00452
0.002314 | 0.003298 | 0.003438 | 0.003319 | 0.003226 | 0.003171 | 0.002833 | 0.002026 | 0.000952 | 4.1e-05 | -0.00047 | -0.000566 | -0.000609 | -0.000515 | -0.000397 | -2.3e-05 | 0.000248 | 0.000569 | 0.000854 | 0.000857 | 0.000652 | 0.00056 | 0.000384 | 0.000268 | 0 | -0.000285 | -0.000785 | -0.001275 | -0.001877 | -0.002345 | -0.002871 | -0.003304 | -0.003838 | -0.004412 | -0.004697
0.002242 | 0.00308 | 0.003359 | 0.003283 | 0.003163 | 0.003153 | 0.002804 | 0.002051 | 0.000992 | 5.4e-05 | -0.000512 | -0.000614 | -0.000626 | -0.000552 | -0.000333 | -5e-05 | 0.000285 | 0.000634 | 0.000787 | 0.000901 | 0.000628 | 0.000597 | 0.000394 | 0.00019 | 0 | -0.000306 | -0.000808 | -0.001236 | -0.001842 | -0.002346 | -0.002882 | -0.003383 | -0.003841 | -0.004417 | -0.004755
0.001982 | 0.003058 | 0.003327 | 0.003292 | 0.003221 | 0.003229 | 0.002883 | 0.002096 | 0.001 | 3.6e-05 | -0.000453 | -0.000546 | -0.000554 | -0.000434 | -0.000306 | 6.5e-05 | 0.000376 | 0.000722 | 0.000893 | 0.000943 | 0.000843 | 0.000621 | 0.000479 | 0.000335 | 0 | -0.000267 | -0.000747 | -0.001278 | -0.00187 | -0.00232 | -0.002899 | -0.003346 | -0.003858 | -0.004423 | -0.004552
0.001624 | 0.002805 | 0.00315 | 0.003108 | 0.003061 | 0.003041 | 0.00268 | 0.001939 | 0.000824 | -7.3e-05 | -0.000625 | -0.000611 | -0.00063 | -0.000542 | -0.000412 | -1e-06 | 0.000304 | 0.000565 | 0.0009 | 0.000899 | 0.000638 | 0.000593 | 0.00038 | 0.000247 | 0 | -0.000333 | -0.000809 | -0.00127 | -0.001928 | -0.002418 | -0.002939 | -0.003394 | -0.003946 | -0.004513 | -0.005004
0.001745 | 0.002761 | 0.003235 | 0.003227 | 0.003164 | 0.003174 | 0.002827 | 0.002075 | 0.000957 | 8e-06 | -0.000499 | -0.000569 | -0.000593 | -0.000505 | -0.000318 | 2.6e-05 | 0.000325 | 0.000706 | 0.000847 | 0.000961 | 0.00069 | 0.000624 | 0.000386 | 0.000148 | 0 | -0.000393 | -0.000826 | -0.001369 | -0.00189 | -0.002421 | -0.003008 | -0.003468 | -0.003983 | -0.004587 | -0.004753
0.001383 | 0.002823 | 0.003185 | 0.003228 | 0.003232 | 0.003259 | 0.002928 | 0.002112 | 0.00101 | 0.000106 | -0.00041 | -0.000464 | -0.000447 | -0.000343 | -0.000187 | 0.000177 | 0.000488 | 0.000787 | 0.000941 | 0.001012 | 0.000839 | 0.000714 | 0.000535 | 0.000384 | 0 | -0.000252 | -0.000778 | -0.001322 | -0.001918 | -0.002369 | -0.002939 | -0.003388 | -0.003973 | -0.004501 | -0.004539
0.001488 | 0.002772 | 0.00327 | 0.003304 | 0.003236 | 0.003239 | 0.002907 | 0.002158 | 0.000994 | 7e-05 | -0.000419 | -0.000442 | -0.000397 | -0.000385 | -0.00031 | 0.000122 | 0.000412 | 0.000703 | 0.001006 | 0.000963 | 0.000664 | 0.000621 | 0.000404 | 0.000205 | 0 | -0.000359 | -0.000831 | -0.001348 | -0.001958 | -0.00248 | -0.002985 | -0.003473 | -0.003979 | -0.004607 | -0.005115
0.001383 | 0.0027 | 0.003263 | 0.003437 | 0.003374 | 0.003397 | 0.003138 | 0.002279 | 0.001233 | 0.000271 | -0.000229 | -0.000395 | -0.000399 | -0.000311 | -9.5e-05 | 0.000259 | 0.000538 | 0.000899 | 0.000883 | 0.001046 | 0.000812 | 0.000713 | 0.000461 | 0.000215 | 0 | -0.000334 | -0.000818 | -0.001342 | -0.001952 | -0.002413 | -0.003017 | -0.003452 | -0.004054 | -0.004665 | -0.004632
0.00115 | 0.00285 | 0.003392 | 0.003457 | 0.003554 | 0.003595 | 0.003197 | 0.002342 | 0.001255 | 0.000325 | -0.000187 | -0.000228 | -0.000175 | -0.000138 | -0.000147 | 0.000341 | 0.000551 | 0.000821 | 0.001057 | 0.00102 | 0.000802 | 0.000644 | 0.000473 | 0.000341 | 0 | -0.000319 | -0.000815 | -0.001314 | -0.001957 | -0.00241 | -0.002982 | -0.003387 | -0.003991 | -0.004563 | -0.004851
0.001512 | 0.002894 | 0.003581 | 0.003767 | 0.003674 | 0.003682 | 0.003374 | 0.002579 | 0.001423 | 0.000435 | -3.4e-05 | -6.1e-05 | -0.000102 | -6.9e-05 | -1e-06 | 0.000312 | 0.00054 | 0.000842 | 0.001023 | 0.001093 | 0.000681 | 0.000663 | 0.000413 | 0.000213 | 0 | -0.000373 | -0.000804 | -0.001341 | -0.001932 | -0.0024 | -0.002952 | -0.003438 | -0.003905 | -0.004599 | -0.005133
0.001268 | 0.002981 | 0.003628 | 0.003854 | 0.003881 | 0.003943 | 0.003575 | 0.002696 | 0.00156 | 0.000629 | 8.8e-05 | 4e-06 | -1.5e-05 | 3.3e-05 | 0.000147 | 0.000407 | 0.000667 | 0.000963 | 0.001027 | 0.001095 | 0.00085 | 0.000627 | 0.000443 | 0.000222 | 0 | -0.000325 | -0.000809 | -0.001344 | -0.001911 | -0.002391 | -0.002986 | -0.003436 | -0.003989 | -0.004532 | -0.004619
0.001522 | 0.00333 | 0.004015 | 0.004124 | 0.004173 | 0.004226 | 0.003809 | 0.002945 | 0.001745 | 0.000764 | 0.000337 | 0.000234 | 0.000267 | 0.000183 | 0.000187 | 0.000581 | 0.000745 | 0.000948 | 0.001154 | 0.001097 | 0.000871 | 0.000735 | 0.000468 | 0.000354 | 0 | -0.000287 | -0.000751 | -0.001228 | -0.001792 | -0.002261 | -0.002729 | -0.00314 | -0.00372 | -0.00434 | -0.004767
0.002017 | 0.003468 | 0.004275 | 0.004479 | 0.00439 | 0.004356 | 0.004013 | 0.003196 | 0.001966 | 0.000982 | 0.000455 | 0.000311 | 0.000341 | 0.000203 | 0.000289 | 0.000518 | 0.000797 | 0.001021 | 0.001051 | 0.001093 | 0.000749 | 0.000623 | 0.000452 | 0.000197 | 0 | -0.000329 | -0.000717 | -0.001194 | -0.001742 | -0.002193 | -0.002697 | -0.003255 | -0.003675 | -0.004303 | -0.004772
0.001949 | 0.003878 | 0.004492 | 0.004693 | 0.004737 | 0.004718 | 0.004355 | 0.003364 | 0.002171 | 0.001117 | 0.000609 | 0.000426 | 0.000415 | 0.000335 | 0.00035 | 0.000642 | 0.000872 | 0.001042 | 0.001141 | 0.001158 | 0.000925 | 0.000657 | 0.000485 | 0.000352 | 0 | -0.000249 | -0.000678 | -0.001151 | -0.001765 | -0.002075 | -0.002631 | -0.002989 | -0.00366 | -0.004193 | -0.004263
0.002271 | 0.003997 | 0.004692 | 0.004829 | 0.00479 | 0.004822 | 0.004397 | 0.003427 | 0.002147 | 0.001156 | 0.000644 | 0.000505 | 0.000473 | 0.000336 | 0.000254 | 0.000616 | 0.000751 | 0.000966 | 0.001142 | 0.00113 | 0.000816 | 0.000671 | 0.000408 | 0.000335 | 0 | -0.000286 | -0.000702 | -0.00112 | -0.001604 | -0.00208 | -0.002548 | -0.002975 | -0.0034 | -0.004081 | -0.004607
0.0025 | 0.004147 | 0.004949 | 0.005126 | 0.004937 | 0.004933 | 0.004578 | 0.003663 | 0.002413 | 0.001326 | 0.000838 | 0.000516 | 0.000442 | 0.000235 | 0.000289 | 0.000604 | 0.00074 | 0.000963 | 0.001026 | 0.001176 | 0.000747 | 0.000679 | 0.000394 | 0.000192 | 0 | -0.000224 | -0.000589 | -0.001057 | -0.001627 | -0.002003 | -0.002523 | -0.002864 | -0.00342 | -0.004016 | -0.003918
0.002381 | 0.004436 | 0.005042 | 0.005082 | 0.005117 | 0.005098 | 0.004587 | 0.003609 | 0.00225 | 0.001243 | 0.000698 | 0.000485 | 0.000437 | 0.000337 | 0.000241 | 0.000586 | 0.000791 | 0.000906 | 0.001047 | 0.001138 | 0.000879 | 0.00059 | 0.000516 | 0.00043 | 0 | -0.000237 | -0.000657 | -0.001104 | -0.001608 | -0.001902 | -0.002379 | -0.002804 | -0.003419 | -0.003923 | -0.004063

## 244_CC_taarray
-0.062548 | -0.06038 | -0.057056 | -0.054607 | -0.05157 | -0.048976 | -0.046511 | -0.044137 | -0.041282 | -0.038658 | -0.036592 | -0.034154 | -0.032332 | -0.029177 | -0.024632 | -0.023381 | -0.019592 | -0.017178 | -0.01477 | -0.011771 | -0.009934 | -0.006535 | -0.005196 | -0.002121 | 0 | 0.004718 | 0.007622 | 0.011082 | 0.014284 | 0.018646 | 0.022151 | 0.026482 | 0.031318 | 0.033503 | 0.034937
-0.050662 | -0.048588 | -0.045681 | -0.043425 | -0.041215 | -0.038539 | -0.036661 | -0.034453 | -0.032392 | -0.030003 | -0.028833 | -0.026701 | -0.024977 | -0.022503 | -0.019071 | -0.018336 | -0.015082 | -0.012749 | -0.012167 | -0.009607 | -0.007964 | -0.005122 | -0.00412 | -0.002294 | 0 | 0.003771 | 0.005789 | 0.008135 | 0.010627 | 0.013969 | 0.016874 | 0.019652 | 0.023601 | 0.025702 | 0.02852
-0.039333 | -0.036925 | -0.034489 | -0.032124 | -0.030192 | -0.028404 | -0.026718 | -0.025215 | -0.0237 | -0.02193 | -0.021512 | -0.019163 | -0.018333 | -0.016179 | -0.013805 | -0.012942 | -0.010587 | -0.00892 | -0.008076 | -0.00682 | -0.005914 | -0.003943 | -0.003191 | -0.001251 | 0 | 0.002789 | 0.004172 | 0.00623 | 0.007361 | 0.010444 | 0.012119 | 0.014409 | 0.016963 | 0.018234 | 0.019571
-0.029186 | -0.026722 | -0.024613 | -0.022953 | -0.021526 | -0.019777 | -0.018818 | -0.017441 | -0.016787 | -0.015371 | -0.014773 | -0.013662 | -0.012772 | -0.011332 | -0.009463 | -0.009389 | -0.007343 | -0.006517 | -0.005687 | -0.00495 | -0.004143 | -0.002195 | -0.002258 | -0.000839 | 0 | 0.002081 | 0.003141 | 0.004114 | 0.005233 | 0.007234 | 0.008223 | 0.009832 | 0.011648 | 0.012506 | 0.01364
-0.021094 | -0.019032 | -0.017276 | -0.016094 | -0.014654 | -0.013656 | -0.012731 | -0.011931 | -0.011082 | -0.010168 | -0.009959 | -0.009026 | -0.00893 | -0.007685 | -0.006047 | -0.00607 | -0.004796 | -0.004154 | -0.003839 | -0.0029 | -0.002807 | -0.001613 | -0.001509 | -0.000566 | 0 | 0.001445 | 0.00227 | 0.003064 | 0.003451 | 0.004811 | 0.005704 | 0.006699 | 0.008061 | 0.00836 | 0.009886
-0.015557 | -0.013611 | -0.0123 | -0.011292 | -0.010265 | -0.009209 | -0.008704 | -0.008289 | -0.007632 | -0.00696 | -0.006925 | -0.006184 | -0.006025 | -0.005386 | -0.003909 | -0.003926 | -0.003352 | -0.002585 | -0.002688 | -0.002219 | -0.002329 | -0.001167 | -0.001245 | -0.000525 | 0 | 0.001384 | 0.001448 | 0.002105 | 0.002359 | 0.003284 | 0.003725 | 0.004531 | 0.005452 | 0.005391 | 0.00648
-0.011797 | -0.010154 | -0.009078 | -0.008126 | -0.007493 | -0.006469 | -0.006032 | -0.005576 | -0.005326 | -0.004723 | -0.004666 | -0.004282 | -0.004076 | -0.003462 | -0.002584 | -0.002766 | -0.002258 | -0.001841 | -0.001873 | -0.001525 | -0.001581 | -0.000723 | -0.00082 | -0.000331 | 0 | 0.001111 | 0.0013 | 0.001406 | 0.001844 | 0.002579 | 0.002738 | 0.003291 | 0.004159 | 0.004047 | 0.004505
-0.009656 | -0.008174 | -0.007261 | -0.006403 | -0.005672 | -0.004826 | -0.004603 | -0.004252 | -0.003952 | -0.003526 | -0.003609 | -0.003159 | -0.003055 | -0.00277 | -0.001809 | -0.001843 | -0.00155 | -0.001375 | -0.001462 | -0.001312 | -0.001426 | -0.000525 | -0.000607 | -0.000375 | 0 | 0.000953 | 0.000952 | 0.001214 | 0.001409 | 0.002053 | 0.002181 | 0.002662 | 0.003318 | 0.003277 | 0.003395
-0.008416 | -0.007022 | -0.006194 | -0.005417 | -0.004791 | -0.004037 | -0.003675 | -0.003425 | -0.002974 | -0.002754 | -0.002728 | -0.002353 | -0.002382 | -0.00217 | -0.001342 | -0.0015 | -0.001123 | -0.00084 | -0.000906 | -0.000909 | -0.000847 | -0.000233 | -0.000469 | -0.000154 | 0 | 0.000754 | 0.000822 | 0.001073 | 0.001175 | 0.001831 | 0.001881 | 0.00195 | 0.002642 | 0.002501 | 0.002796
-0.00686 | -0.0057 | -0.004923 | -0.004223 | -0.003862 | -0.003161 | -0.002963 | -0.002588 | -0.002484 | -0.002319 | -0.002364 | -0.002035 | -0.002165 | -0.001774 | -0.00116 | -0.001183 | -0.000969 | -0.000692 | -0.00091 | -0.000747 | -0.000865 | -0.000434 | -0.000585 | -0.000133 | 0 | 0.000541 | 0.000813 | 0.00093 | 0.00112 | 0.001463 | 0.001569 | 0.001731 | 0.002233 | 0.002063 | 0.002342
-0.006345 | -0.005308 | -0.004684 | -0.004151 | -0.003679 | -0.002988 | -0.002827 | -0.002562 | -0.002352 | -0.002149 | -0.002151 | -0.001856 | -0.001824 | -0.001628 | -0.001039 | -0.001243 | -0.000845 | -0.000622 | -0.000924 | -0.00075 | -0.000889 | -0.000327 | -0.000493 | -0.000233 | 0 | 0.000692 | 0.000638 | 0.000697 | 0.000905 | 0.001364 | 0.001341 | 0.001604 | 0.001955 | 0.001953 | 0.002212
-0.005697 | -0.004658 | -0.00411 | -0.003697 | -0.003207 | -0.002671 | -0.002538 | -0.002268 | -0.002201 | -0.001869 | -0.002046 | -0.001783 | -0.001695 | -0.001473 | -0.000939 | -0.001118 | -0.000852 | -0.000626 | -0.000785 | -0.000752 | -0.000822 | -0.000331 | -0.000585 | -0.000228 | 0 | 0.000416 | 0.000468 | 0.000571 | 0.000705 | 0.00102 | 0.001144 | 0.001307 | 0.001785 | 0.001698 | 0.00244
-0.005102 | -0.004243 | -0.003699 | -0.003223 | -0.002807 | -0.002376 | -0.002237 | -0.001961 | -0.001788 | -0.001748 | -0.001737 | -0.001518 | -0.001548 | -0.001244 | -0.000887 | -0.00093 | -0.000731 | -0.000472 | -0.000582 | -0.000525 | -0.000644 | -0.00029 | -0.000427 | -0.00015 | 0 | 0.000452 | 0.000667 | 0.000606 | 0.000867 | 0.001217 | 0.001212 | 0.001396 | 0.001792 | 0.001667 | 0.00172
-0.004964 | -0.003975 | -0.00352 | -0.003163 | -0.002692 | -0.002229 | -0.002167 | -0.001979 | -0.001861 | -0.001775 | -0.001813 | -0.0016 | -0.001603 | -0.001347 | -0.000738 | -0.000867 | -0.000716 | -0.000608 | -0.000661 | -0.000445 | -0.000715 | -0.000281 | -0.000469 | -0.000299 | 0 | 0.00041 | 0.000548 | 0.000547 | 0.000614 | 0.001059 | 0.001184 | 0.0011 | 0.00157 | 0.001356 | 0.001725
-0.004361 | -0.003585 | -0.003162 | -0.002796 | -0.00242 | -0.001979 | -0.001949 | -0.001825 | -0.001695 | -0.001636 | -0.001655 | -0.001503 | -0.001396 | -0.001095 | -0.00075 | -0.000784 | -0.000587 | -0.000409 | -0.000499 | -0.000489 | -0.000575 | -0.000329 | -0.000479 | -0.000224 | 0 | 0.000375 | 0.000462 | 0.00057 | 0.00075 | 0.000978 | 0.001142 | 0.001186 | 0.001601 | 0.001496 | 0.001633
-0.004106 | -0.003394 | -0.002959 | -0.00254 | -0.002214 | -0.00191 | -0.001742 | -0.001584 | -0.001549 | -0.001372 | -0.001516 | -0.001323 | -0.001231 | -0.001082 | -0.000674 | -0.000635 | -0.000572 | -0.000385 | -0.000467 | -0.000367 | -0.000559 | -0.000196 | -0.00037 | -0.000148 | 0 | 0.000457 | 0.000504 | 0.000583 | 0.000786 | 0.000966 | 0.001106 | 0.001155 | 0.001445 | 0.001444 | 0.001622
-0.004022 | -0.003208 | -0.002855 | -0.002533 | -0.002257 | -0.001884 | -0.001773 | -0.00169 | -0.001553 | -0.001503 | -0.001605 | -0.001377 | -0.00132 | -0.00108 | -0.000749 | -0.000655 | -0.000556 | -0.000484 | -0.000422 | -0.000382 | -0.000475 | -0.00025 | -0.000328 | -0.0002 | 0 | 0.000277 | 0.000367 | 0.000484 | 0.000587 | 0.000927 | 0.000961 | 0.001141 | 0.001268 | 0.001364 | 0.001238
-0.003748 | -0.003175 | -0.00276 | -0.002458 | -0.002146 | -0.001826 | -0.001815 | -0.001646 | -0.001564 | -0.001503 | -0.0015 | -0.001306 | -0.001309 | -0.00109 | -0.000711 | -0.000644 | -0.000579 | -0.000394 | -0.000417 | -0.000462 | -0.000537 | -0.000297 | -0.000303 | -0.000175 | 0 | 0.000337 | 0.000435 | 0.000504 | 0.000681 | 0.000868 | 0.000992 | 0.00113 | 0.001341 | 0.00137 | 0.00134
-0.003495 | -0.002837 | -0.002554 | -0.002252 | -0.002033 | -0.001738 | -0.001696 | -0.001536 | -0.001469 | -0.00142 | -0.001432 | -0.001376 | -0.001225 | -0.001068 | -0.000742 | -0.000637 | -0.000527 | -0.000304 | -0.000422 | -0.000358 | -0.000537 | -0.000204 | -0.000335 | -0.000231 | 0 | 0.000245 | 0.000346 | 0.000437 | 0.000543 | 0.000868 | 0.00098 | 0.000987 | 0.001328 | 0.001313 | 0.001695
-0.00331 | -0.002684 | -0.002417 | -0.002199 | -0.001916 | -0.001719 | -0.001651 | -0.001534 | -0.001448 | -0.001486 | -0.001429 | -0.001354 | -0.001252 | -0.001054 | -0.000689 | -0.000608 | -0.000513 | -0.000444 | -0.000388 | -0.000362 | -0.000401 | -0.000323 | -0.000309 | -8.5e-05 | 0 | 0.000276 | 0.000336 | 0.000451 | 0.000606 | 0.000846 | 0.001001 | 0.001099 | 0.001327 | 0.001366 | 0.00161
-0.003085 | -0.002602 | -0.002306 | -0.002082 | -0.001828 | -0.001574 | -0.001562 | -0.001399 | -0.001323 | -0.001376 | -0.001341 | -0.001214 | -0.001139 | -0.000916 | -0.000643 | -0.000618 | -0.000437 | -0.00032 | -0.000367 | -0.000334 | -0.000485 | -0.000151 | -0.000249 | -0.000151 | 0 | 0.00028 | 0.00042 | 0.000445 | 0.000658 | 0.000857 | 0.001007 | 0.001083 | 0.001296 | 0.001299 | 0.001469
-0.002991 | -0.002391 | -0.002181 | -0.00198 | -0.001772 | -0.001532 | -0.001524 | -0.001449 | -0.001332 | -0.001267 | -0.00131 | -0.001238 | -0.001103 | -0.000944 | -0.000614 | -0.000544 | -0.000401 | -0.000277 | -0.000303 | -0.000334 | -0.000415 | -0.000216 | -0.000331 | -0.000175 | 0 | 0.000251 | 0.000352 | 0.000465 | 0.000576 | 0.000878 | 0.000953 | 0.001002 | 0.001219 | 0.001306 | 0.00121
-0.002822 | -0.002377 | -0.002154 | -0.001967 | -0.001755 | -0.001554 | -0.001546 | -0.00143 | -0.001463 | -0.001408 | -0.001351 | -0.001239 | -0.001148 | -0.00094 | -0.000703 | -0.000677 | -0.00047 | -0.000376 | -0.000333 | -0.000324 | -0.000342 | -0.00027 | -0.000285 | -0.000172 | 0 | 0.000134 | 0.000273 | 0.000375 | 0.000464 | 0.000781 | 0.000878 | 0.001026 | 0.001238 | 0.001255 | 0.001298
-0.002832 | -0.002364 | -0.002148 | -0.001927 | -0.001777 | -0.001525 | -0.001474 | -0.001389 | -0.001341 | -0.001365 | -0.001337 | -0.001167 | -0.001088 | -0.000983 | -0.000679 | -0.000605 | -0.000461 | -0.000298 | -0.000335 | -0.00029 | -0.000444 | -0.000268 | -0.000303 | -0.000255 | 0 | 0.000187 | 0.000324 | 0.000389 | 0.000505 | 0.000698 | 0.000874 | 0.000969 | 0.001104 | 0.001216 | 0.001248
-0.002732 | -0.002184 | -0.002057 | -0.001824 | -0.001686 | -0.001477 | -0.001445 | -0.001388 | -0.001354 | -0.001331 | -0.001317 | -0.001188 | -0.001138 | -0.000956 | -0.000702 | -0.000591 | -0.000429 | -0.0003 | -0.000345 | -0.000263 | -0.00031 | -0.000217 | -0.000281 | -0.00022 | 0 | 0.00019 | 0.000312 | 0.000365 | 0.000508 | 0.000741 | 0.000861 | 0.00099 | 0.001099 | 0.001199 | 0.00139
-0.002494 | -0.002113 | -0.001942 | -0.001778 | -0.001613 | -0.001431 | -0.00142 | -0.001311 | -0.001303 | -0.001342 | -0.001253 | -0.001101 | -0.001036 | -0.000838 | -0.000642 | -0.00055 | -0.000424 | -0.000319 | -0.000288 | -0.000233 | -0.000339 | -0.000207 | -0.0002 | -0.000137 | 0 | 0.00016 | 0.000319 | 0.000373 | 0.000519 | 0.000726 | 0.000893 | 0.000997 | 0.001155 | 0.001208 | 0.001107
-0.00252 | -0.002054 | -0.001891 | -0.001737 | -0.001574 | -0.001422 | -0.001389 | -0.001289 | -0.001247 | -0.001219 | -0.001235 | -0.00112 | -0.000999 | -0.000889 | -0.000604 | -0.000488 | -0.000393 | -0.000267 | -0.000241 | -0.000216 | -0.000268 | -0.000189 | -0.000268 | -0.000137 | 0 | 0.000184 | 0.000288 | 0.000363 | 0.000548 | 0.000726 | 0.000891 | 0.000969 | 0.0011 | 0.001195 | 0.001058
-0.002425 | -0.001977 | -0.001858 | -0.001711 | -0.001549 | -0.001406 | -0.001393 | -0.001313 | -0.00131 | -0.001301 | -0.001261 | -0.001169 | -0.001082 | -0.000868 | -0.000627 | -0.00053 | -0.000444 | -0.00032 | -0.00034 | -0.000211 | -0.000279 | -0.000256 | -0.000237 | -0.000167 | 0 | 0.000133 | 0.000263 | 0.000332 | 0.000481 | 0.000685 | 0.000825 | 0.000933 | 0.001036 | 0.001121 | 0.001108
-0.002055 | -0.001746 | -0.00164 | -0.001508 | -0.001422 | -0.001251 | -0.001236 | -0.001175 | -0.001185 | -0.001169 | -0.001122 | -0.001011 | -0.000944 | -0.000785 | -0.000604 | -0.000457 | -0.000387 | -0.000227 | -0.000191 | -0.000175 | -0.000294 | -0.00013 | -0.000211 | -0.000126 | 0 | 0.000173 | 0.000317 | 0.000345 | 0.000523 | 0.000743 | 0.00092 | 0.00097 | 0.001196 | 0.001209 | 0.00124
-0.002413 | -0.001923 | -0.001804 | -0.00163 | -0.001504 | -0.001369 | -0.001317 | -0.001254 | -0.001231 | -0.001224 | -0.001139 | -0.001147 | -0.001026 | -0.000862 | -0.000589 | -0.000517 | -0.000399 | -0.00028 | -0.000249 | -0.00021 | -0.000286 | -0.000156 | -0.000249 | -0.000184 | 0 | 0.000146 | 0.000306 | 0.000386 | 0.000541 | 0.000756 | 0.000891 | 0.000994 | 0.001123 | 0.001218 | 0.001293
-0.002626 | -0.00219 | -0.002025 | -0.001858 | -0.001708 | -0.001548 | -0.001488 | -0.001388 | -0.001366 | -0.001355 | -0.001282 | -0.001199 | -0.001085 | -0.000905 | -0.000698 | -0.00055 | -0.000414 | -0.000309 | -0.000283 | -0.000266 | -0.000269 | -0.000215 | -0.000229 | -0.000155 | 0 | 0.00013 | 0.000282 | 0.000355 | 0.000535 | 0.000737 | 0.000879 | 0.000968 | 0.001171 | 0.001206 | 0.001381
-0.002571 | -0.002175 | -0.001979 | -0.001808 | -0.001672 | -0.001527 | -0.001471 | -0.001371 | -0.001328 | -0.001324 | -0.001235 | -0.001117 | -0.001039 | -0.000895 | -0.000682 | -0.000527 | -0.000439 | -0.000278 | -0.000202 | -0.000195 | -0.000329 | -0.000151 | -0.000196 | -0.000142 | 0 | 0.000148 | 0.00029 | 0.000375 | 0.000563 | 0.000754 | 0.000916 | 0.001041 | 0.00117 | 0.001279 | 0.001149
-0.002886 | -0.002294 | -0.002127 | -0.001938 | -0.001746 | -0.001579 | -0.0015 | -0.001405 | -0.001351 | -0.001345 | -0.001275 | -0.001139 | -0.001057 | -0.000896 | -0.000672 | -0.000546 | -0.00044 | -0.000327 | -0.0003 | -0.000243 | -0.00029 | -0.000215 | -0.000212 | -0.000214 | 0 | 0.000146 | 0.000266 | 0.000365 | 0.000526 | 0.000752 | 0.000891 | 0.000999 | 0.001116 | 0.001184 | 0.001092
-0.002658 | -0.002223 | -0.002031 | -0.00185 | -0.001678 | -0.001486 | -0.001412 | -0.001302 | -0.001281 | -0.00125 | -0.001187 | -0.00112 | -0.000997 | -0.00085 | -0.000664 | -0.000555 | -0.000464 | -0.000287 | -0.000259 | -0.000212 | -0.00023 | -0.000202 | -0.000206 | -9.9e-05 | 0 | 0.000158 | 0.000286 | 0.000383 | 0.000569 | 0.000773 | 0.000929 | 0.001027 | 0.001195 | 0.001197 | 0.001299
-0.002529 | -0.002048 | -0.001871 | -0.001694 | -0.001562 | -0.001392 | -0.001301 | -0.001195 | -0.00117 | -0.001119 | -0.001069 | -0.000988 | -0.000895 | -0.000801 | -0.000605 | -0.000476 | -0.000434 | -0.000258 | -0.000223 | -0.000228 | -0.000268 | -0.000187 | -0.000211 | -0.00018 | 0 | 0.000134 | 0.000266 | 0.000375 | 0.000558 | 0.000727 | 0.000901 | 0.000996 | 0.001145 | 0.001177 | 0.001215
-0.002395 | -0.001904 | -0.001715 | -0.001535 | -0.001409 | -0.001209 | -0.001122 | -0.001011 | -0.000981 | -0.000949 | -0.000937 | -0.000839 | -0.000775 | -0.000663 | -0.0005 | -0.000407 | -0.000331 | -0.000232 | -0.000216 | -0.000188 | -0.000221 | -0.00022 | -0.000177 | -0.000165 | 0 | 0.000118 | 0.000206 | 0.000347 | 0.000492 | 0.000677 | 0.000809 | 0.000925 | 0.001049 | 0.001085 | 0.001057
-0.002047 | -0.00167 | -0.001461 | -0.001319 | -0.001154 | -0.000975 | -0.000923 | -0.000797 | -0.000801 | -0.000769 | -0.000732 | -0.000645 | -0.000614 | -0.000495 | -0.000364 | -0.000289 | -0.000226 | -0.000147 | -0.000114 | -0.000125 | -0.000159 | -0.00014 | -0.000148 | -8.9e-05 | 0 | 0.000135 | 0.00026 | 0.000344 | 0.000477 | 0.00066 | 0.000804 | 0.000884 | 0.001023 | 0.001042 | 0.001027
-0.002007 | -0.001522 | -0.001347 | -0.001144 | -0.001018 | -0.000858 | -0.00078 | -0.000648 | -0.000651 | -0.000636 | -0.00058 | -0.000548 | -0.000481 | -0.000426 | -0.000294 | -0.000197 | -0.000183 | -0.000102 | -0.000106 | -8.5e-05 | -0.000158 | -0.000124 | -0.000124 | -0.000115 | 0 | 0.000113 | 0.000205 | 0.000291 | 0.000439 | 0.000584 | 0.000714 | 0.00075 | 0.000869 | 0.000908 | 0.000997
-0.001843 | -0.001404 | -0.001212 | -0.001022 | -0.00088 | -0.000722 | -0.000628 | -0.000561 | -0.000526 | -0.000509 | -0.000485 | -0.000452 | -0.000381 | -0.000317 | -0.000235 | -0.000145 | -0.000102 | -6.3e-05 | -7.3e-05 | -9.2e-05 | -0.00013 | -0.000131 | -0.000146 | -0.00012 | 0 | 7.1e-05 | 0.000167 | 0.00022 | 0.000341 | 0.000487 | 0.000573 | 0.000629 | 0.000711 | 0.000718 | 0.00066
-0.001592 | -0.00122 | -0.001046 | -0.000877 | -0.000731 | -0.00059 | -0.000493 | -0.000399 | -0.000383 | -0.000359 | -0.000344 | -0.000297 | -0.000244 | -0.000196 | -0.000108 | -5.2e-05 | -2.5e-05 | 6.6e-05 | 2.8e-05 | 1.8e-05 | -0.000122 | -4.4e-05 | -7.4e-05 | -8.4e-05 | 0 | 7.9e-05 | 0.000155 | 0.000196 | 0.00033 | 0.000409 | 0.000486 | 0.000513 | 0.000581 | 0.000582 | 0.000579
-0.001378 | -0.000911 | -0.000765 | -0.000611 | -0.00047 | -0.000332 | -0.000278 | -0.000191 | -0.000183 | -0.000161 | -0.000151 | -0.000126 | -0.000111 | -6.7e-05 | -9e-06 | 5e-05 | 4.7e-05 | 7.5e-05 | 4.3e-05 | 3.6e-05 | -5.8e-05 | -5.3e-05 | -0.000115 | -0.00013 | 0 | 5.3e-05 | 0.000117 | 0.000146 | 0.000226 | 0.000319 | 0.000355 | 0.00037 | 0.000411 | 0.000403 | 0.000301
-0.001206 | -0.000851 | -0.000689 | -0.000531 | -0.000404 | -0.000253 | -0.000182 | -0.000114 | -8.9e-05 | -8.8e-05 | -8.6e-05 | -6.3e-05 | -2.4e-05 | 1.2e-05 | 7.4e-05 | 0.000129 | 0.000124 | 0.000123 | 0.000119 | 9.8e-05 | -1.2e-05 | -7e-06 | -0.000102 | -8.6e-05 | 0 | 1.1e-05 | 4.6e-05 | 8e-05 | 0.000145 | 0.000244 | 0.000261 | 0.000246 | 0.000281 | 0.000274 | 0.000226
-0.000961 | -0.000622 | -0.000479 | -0.000331 | -0.000225 | -7.3e-05 | -4.1e-05 | 2.3e-05 | 1.2e-05 | 1.5e-05 | 1.6e-05 | 7.7e-05 | 8.2e-05 | 0.000113 | 0.000178 | 0.000177 | 0.000192 | 0.000216 | 0.000165 | 0.000162 | 1e-05 | 1.2e-05 | -7.5e-05 | -0.000108 | 0 | 2.9e-05 | 5.8e-05 | 4.3e-05 | 0.000115 | 0.000179 | 0.00018 | 0.000178 | 0.000195 | 0.00014 | 0.000163
0.000324 | 0.000961 | 0.001232 | 0.001372 | 0.001505 | 0.001576 | 0.001555 | 0.00153 | 0.001407 | 0.001316 | 0.001294 | 0.001237 | 0.001085 | 0.000988 | 0.000898 | 0.000809 | 0.000672 | 0.000603 | 0.000499 | 0.000401 | 0.000222 | 0.000145 | 1.7e-05 | -3.4e-05 | 0 | -2.7e-05 | -3.3e-05 | -0.000124 | -0.000131 | -0.000179 | -0.00028 | -0.000397 | -0.000459 | -0.000538 | -0.000604
0.000238 | 0.000823 | 0.001112 | 0.001271 | 0.001376 | 0.001452 | 0.001457 | 0.00141 | 0.001297 | 0.001231 | 0.001204 | 0.001124 | 0.001007 | 0.000875 | 0.00081 | 0.000685 | 0.000602 | 0.00053 | 0.000458 | 0.000364 | 0.000174 | 0.000131 | 9e-06 | -4.1e-05 | 0 | -1.6e-05 | -5.9e-05 | -9.4e-05 | -0.00014 | -0.000175 | -0.000254 | -0.000372 | -0.000412 | -0.000525 | -0.000577
0.000202 | 0.000794 | 0.001043 | 0.00121 | 0.001321 | 0.00139 | 0.001367 | 0.001321 | 0.0012 | 0.001148 | 0.001079 | 0.001046 | 0.000911 | 0.000791 | 0.000752 | 0.000681 | 0.000553 | 0.000488 | 0.000397 | 0.000328 | 0.000151 | 0.000109 | -3.4e-05 | -6.2e-05 | 0 | -3.7e-05 | -3.7e-05 | -0.000109 | -0.000122 | -0.000156 | -0.000228 | -0.000352 | -0.000366 | -0.000486 | -0.000553
0.000185 | 0.000724 | 0.000957 | 0.001071 | 0.00117 | 0.001239 | 0.001224 | 0.001184 | 0.001101 | 0.001034 | 0.001009 | 0.000951 | 0.000839 | 0.000736 | 0.000705 | 0.000599 | 0.000514 | 0.000485 | 0.000365 | 0.000278 | 0.00015 | 0.000122 | -1.2e-05 | -3.4e-05 | 0 | 1e-06 | -7e-06 | -8.2e-05 | -0.000107 | -0.000103 | -0.000181 | -0.000275 | -0.000316 | -0.000383 | -0.000521
4.5e-05 | 0.000562 | 0.000774 | 0.000913 | 0.001013 | 0.001066 | 0.00108 | 0.001036 | 0.000958 | 0.000912 | 0.000856 | 0.000814 | 0.00072 | 0.000635 | 0.000624 | 0.000555 | 0.000493 | 0.000413 | 0.000317 | 0.000272 | 0.000133 | 8.7e-05 | 1.2e-05 | -3.8e-05 | 0 | -1e-05 | -7e-06 | -4.8e-05 | -7.6e-05 | -7.7e-05 | -0.000127 | -0.00022 | -0.000223 | -0.000294 | -0.000328
-0.000221 | 0.000322 | 0.000499 | 0.00062 | 0.000711 | 0.000764 | 0.000783 | 0.000779 | 0.000706 | 0.000657 | 0.000643 | 0.000653 | 0.000543 | 0.000485 | 0.000477 | 0.000456 | 0.000392 | 0.000355 | 0.000299 | 0.000227 | 9.8e-05 | 7.3e-05 | -4e-06 | -1.4e-05 | 0 | -6e-06 | 2e-06 | -5.3e-05 | -4e-05 | -5.9e-05 | -8e-05 | -0.000131 | -0.00018 | -0.000227 | -0.000265
-0.00041 | 0.000128 | 0.000322 | 0.000433 | 0.000524 | 0.000601 | 0.000628 | 0.000635 | 0.000561 | 0.000528 | 0.000534 | 0.000503 | 0.000454 | 0.000393 | 0.000426 | 0.00037 | 0.000331 | 0.000317 | 0.000257 | 0.000208 | 7.1e-05 | 5.3e-05 | -1.8e-05 | -3.3e-05 | 0 | 1.7e-05 | 0 | -1.4e-05 | 1.9e-05 | 2.1e-05 | -3e-06 | -9.7e-05 | -0.000118 | -0.000161 | -0.000181
-0.00063 | -7.7e-05 | 9.7e-05 | 0.00021 | 0.000332 | 0.000401 | 0.000417 | 0.000436 | 0.000378 | 0.000338 | 0.000374 | 0.000376 | 0.000317 | 0.000279 | 0.000321 | 0.000336 | 0.000284 | 0.000248 | 0.000186 | 0.0002 | 4.9e-05 | 2.8e-05 | -1.7e-05 | -6.3e-05 | 0 | 7e-06 | 2.3e-05 | -1.4e-05 | -2e-06 | 2.8e-05 | 2.2e-05 | -6.8e-05 | -3.7e-05 | -0.000124 | -9.8e-05
-0.000858 | -0.000252 | -0.0001 | 1.9e-05 | 0.00013 | 0.000227 | 0.00028 | 0.00028 | 0.000235 | 0.000223 | 0.000238 | 0.00025 | 0.000237 | 0.000209 | 0.000249 | 0.000228 | 0.000224 | 0.000238 | 0.000202 | 0.000143 | 3.1e-05 | 2.7e-05 | -4.2e-05 | -2.8e-05 | 0 | -5e-06 | 7e-05 | 2e-05 | 5.9e-05 | 7.4e-05 | 8.5e-05 | 9e-06 | 3e-05 | -3.1e-05 | -3.3e-05
-0.000956 | -0.000462 | -0.00027 | -0.000155 | -4.5e-05 | 4.3e-05 | 0.000113 | 0.000138 | 0.000118 | 0.000116 | 0.000142 | 0.000156 | 0.000133 | 0.000131 | 0.00021 | 0.000188 | 0.000175 | 0.000191 | 0.000177 | 0.000133 | 2.8e-05 | 4.7e-05 | -2.3e-05 | -3.4e-05 | 0 | 4.3e-05 | 7.7e-05 | 6.3e-05 | 7.5e-05 | 0.000109 | 0.000145 | 6.8e-05 | 6.8e-05 | 5.1e-05 | 4.3e-05
-0.001157 | -0.000695 | -0.000523 | -0.000389 | -0.000257 | -0.000165 | -6.4e-05 | -3.5e-05 | -7.1e-05 | -3.3e-05 | -1.8e-05 | 1.7e-05 | 2.2e-05 | 2.8e-05 | 0.0001 | 0.000115 | 9.5e-05 | 0.00013 | 0.000111 | 7.8e-05 | 2e-06 | 1.1e-05 | -6.5e-05 | -6.1e-05 | 0 | 2e-06 | 4.2e-05 | 4.1e-05 | 8.2e-05 | 0.000127 | 0.000139 | 9e-05 | 0.000124 | 7.2e-05 | 6.2e-05
-0.001426 | -0.000932 | -0.000739 | -0.000601 | -0.000471 | -0.000347 | -0.000246 | -0.000204 | -0.000199 | -0.000202 | -0.000161 | -0.00012 | -0.000117 | -7.9e-05 | -2.3e-05 | 3.9e-05 | 4.7e-05 | 0.000102 | 8.9e-05 | 4.3e-05 | -1.3e-05 | -4.9e-05 | -5.7e-05 | -7.5e-05 | 0 | 7e-06 | 6.4e-05 | 5.6e-05 | 9.6e-05 | 0.000138 | 0.000175 | 0.000144 | 0.000133 | 0.000132 | -4.1e-05
-0.001645 | -0.001171 | -0.000944 | -0.000792 | -0.000649 | -0.000511 | -0.000386 | -0.000334 | -0.000326 | -0.000336 | -0.000268 | -0.000216 | -0.000207 | -0.000162 | -8e-05 | -4.8e-05 | -4e-06 | 3.1e-05 | 3.9e-05 | 3.1e-05 | -4.8e-05 | -4.1e-05 | -8.4e-05 | -8.2e-05 | 0 | 6e-06 | 4.3e-05 | 8.2e-05 | 0.000117 | 0.000171 | 0.000217 | 0.000153 | 0.000188 | 0.000177 | 0.000129
-0.001882 | -0.00133 | -0.001135 | -0.000973 | -0.000815 | -0.000683 | -0.00052 | -0.000477 | -0.00048 | -0.000456 | -0.000369 | -0.000317 | -0.000281 | -0.000217 | -0.000155 | -5.3e-05 | -5.3e-05 | 7e-06 | 4e-06 | 6e-06 | -4.9e-05 | -4.3e-05 | -8.3e-05 | -8.1e-05 | 0 | 2e-06 | 7.2e-05 | 8.4e-05 | 0.000146 | 0.000212 | 0.000277 | 0.000231 | 0.000246 | 0.000239 | 0.000326
-0.002155 | -0.001586 | -0.001349 | -0.001198 | -0.001042 | -0.000884 | -0.000744 | -0.000658 | -0.000643 | -0.000624 | -0.000551 | -0.000475 | -0.000423 | -0.00033 | -0.000273 | -0.000162 | -0.000127 | -5e-05 | -2.7e-05 | -2.3e-05 | -5.1e-05 | -5.7e-05 | -9.8e-05 | -8.8e-05 | 0 | 1.3e-05 | 7.3e-05 | 0.000104 | 0.000169 | 0.000248 | 0.000285 | 0.00027 | 0.000267 | 0.000282 | 0.000252
-0.002446 | -0.001892 | -0.001644 | -0.001434 | -0.001264 | -0.001081 | -0.000906 | -0.000802 | -0.000759 | -0.000728 | -0.000629 | -0.000567 | -0.000482 | -0.000415 | -0.000303 | -0.000187 | -0.00015 | -5.1e-05 | -2.8e-05 | -4.5e-05 | -0.000115 | -8.1e-05 | -8.9e-05 | -0.000101 | 0 | 3.1e-05 | 9e-05 | 9.6e-05 | 0.000176 | 0.000258 | 0.000323 | 0.00028 | 0.000326 | 0.000288 | 0.000385
-0.002553 | -0.001944 | -0.001717 | -0.001536 | -0.00135 | -0.001144 | -0.000995 | -0.000896 | -0.000868 | -0.000817 | -0.000728 | -0.000641 | -0.00058 | -0.000511 | -0.000366 | -0.000226 | -0.000185 | -5.1e-05 | -4.9e-05 | -3.4e-05 | -0.000131 | -7.6e-05 | -0.000101 | -9.9e-05 | 0 | 1.7e-05 | 0.000123 | 0.000146 | 0.000187 | 0.000289 | 0.000332 | 0.00035 | 0.00036 | 0.00034 | 0.000358
-0.002673 | -0.002104 | -0.001842 | -0.001655 | -0.001479 | -0.001288 | -0.001116 | -0.000971 | -0.000942 | -0.000899 | -0.000816 | -0.000696 | -0.0006 | -0.000541 | -0.000395 | -0.000287 | -0.000238 | -0.000117 | -8.3e-05 | -3.3e-05 | -0.000162 | -9e-05 | -0.000105 | -0.00011 | 0 | 4.5e-05 | 0.000118 | 0.000164 | 0.000247 | 0.000296 | 0.000358 | 0.000376 | 0.000408 | 0.000378 | 0.000252
-0.002965 | -0.002374 | -0.00212 | -0.001905 | -0.001692 | -0.0015 | -0.001284 | -0.00114 | -0.0011 | -0.001036 | -0.000934 | -0.000808 | -0.000703 | -0.000618 | -0.000469 | -0.000357 | -0.000273 | -0.000147 | -0.000128 | -6.8e-05 | -0.000166 | -7.1e-05 | -0.000105 | -8.4e-05 | 0 | 2e-05 | 0.000131 | 0.000172 | 0.000223 | 0.00033 | 0.000395 | 0.000409 | 0.000404 | 0.000392 | 0.000282
-0.003129 | -0.002459 | -0.002189 | -0.001985 | -0.001765 | -0.001528 | -0.001337 | -0.001198 | -0.001133 | -0.001079 | -0.000965 | -0.000844 | -0.000739 | -0.00063 | -0.000513 | -0.000352 | -0.000294 | -0.000157 | -0.000132 | -9.5e-05 | -0.000148 | -0.000104 | -9.3e-05 | -9e-05 | 0 | 5.6e-05 | 0.000129 | 0.000168 | 0.000277 | 0.000372 | 0.000449 | 0.000441 | 0.00047 | 0.000471 | 0.000413
-0.003206 | -0.002602 | -0.00232 | -0.002096 | -0.001868 | -0.001653 | -0.001448 | -0.001292 | -0.001263 | -0.001166 | -0.00103 | -0.000944 | -0.000822 | -0.000724 | -0.000555 | -0.000444 | -0.000335 | -0.000231 | -0.00016 | -0.0001 | -0.000177 | -0.000103 | -9.7e-05 | -0.000102 | 0 | 7.3e-05 | 0.000137 | 0.00017 | 0.000241 | 0.000339 | 0.00043 | 0.000422 | 0.00045 | 0.000421 | 0.000258
-0.0034 | -0.002734 | -0.002475 | -0.002237 | -0.002001 | -0.001776 | -0.001549 | -0.001372 | -0.001345 | -0.00124 | -0.001116 | -0.001009 | -0.000876 | -0.000738 | -0.00058 | -0.000436 | -0.000359 | -0.000291 | -0.000173 | -0.000143 | -0.000203 | -0.000126 | -0.000136 | -0.00012 | 0 | 1.5e-05 | 9.6e-05 | 0.000127 | 0.000227 | 0.00034 | 0.000392 | 0.000403 | 0.000444 | 0.00041 | 0.000296
-0.003357 | -0.002695 | -0.002436 | -0.002238 | -0.001989 | -0.001762 | -0.001574 | -0.001395 | -0.001313 | -0.001242 | -0.001126 | -0.001006 | -0.000862 | -0.00072 | -0.000543 | -0.000402 | -0.00036 | -0.000206 | -0.000159 | -9.6e-05 | -0.000166 | -9.4e-05 | -0.000106 | -8.9e-05 | 0 | 6.7e-05 | 0.000125 | 0.000153 | 0.000252 | 0.000371 | 0.000428 | 0.000422 | 0.000459 | 0.000429 | 0.000332
-0.003496 | -0.002848 | -0.002568 | -0.002346 | -0.0021 | -0.001841 | -0.001655 | -0.001446 | -0.001401 | -0.001286 | -0.001189 | -0.00107 | -0.000915 | -0.000789 | -0.00059 | -0.000435 | -0.000351 | -0.000227 | -0.000177 | -0.000103 | -0.000171 | -8.8e-05 | -0.000127 | -7.7e-05 | 0 | 5e-05 | 0.000111 | 0.000161 | 0.000244 | 0.000326 | 0.000418 | 0.000391 | 0.000443 | 0.000412 | 0.000268
-0.003599 | -0.002887 | -0.002602 | -0.002365 | -0.002106 | -0.001843 | -0.001627 | -0.001425 | -0.001378 | -0.001282 | -0.001192 | -0.001004 | -0.000886 | -0.000718 | -0.000543 | -0.000388 | -0.000334 | -0.00018 | -0.000114 | -0.000112 | -0.000167 | -9.9e-05 | -0.00011 | -7.8e-05 | 0 | 7.4e-05 | 0.000152 | 0.000171 | 0.000257 | 0.000365 | 0.0004 | 0.000408 | 0.000455 | 0.00039 | 0.000382
-0.003779 | -0.003065 | -0.002775 | -0.002527 | -0.002255 | -0.001952 | -0.00176 | -0.001579 | -0.001458 | -0.001359 | -0.001235 | -0.001115 | -0.000971 | -0.000772 | -0.000634 | -0.00045 | -0.000384 | -0.000249 | -0.000166 | -8.6e-05 | -0.000163 | -0.000113 | -0.00011 | -0.000108 | 0 | 5e-05 | 0.000105 | 9.8e-05 | 0.000196 | 0.000288 | 0.000339 | 0.000337 | 0.000372 | 0.000285 | 0.000124
-0.003761 | -0.003031 | -0.002727 | -0.002459 | -0.00222 | -0.001913 | -0.00168 | -0.001482 | -0.001352 | -0.001292 | -0.001191 | -0.001036 | -0.000878 | -0.000734 | -0.00051 | -0.000381 | -0.000307 | -0.000168 | -0.000162 | -0.000122 | -0.000177 | -8.5e-05 | -8.6e-05 | -6.8e-05 | 0 | 5.8e-05 | 0.000106 | 0.000114 | 0.000214 | 0.000313 | 0.000382 | 0.000377 | 0.000363 | 0.000298 | 0.000138
-0.003639 | -0.002906 | -0.002651 | -0.002361 | -0.002114 | -0.001805 | -0.001617 | -0.001396 | -0.001319 | -0.001197 | -0.001135 | -0.000946 | -0.00084 | -0.00066 | -0.000482 | -0.000294 | -0.000247 | -0.000141 | -6.7e-05 | -6.7e-05 | -0.000132 | -7.6e-05 | -9.9e-05 | -0.0001 | 0 | 4.3e-05 | 8.8e-05 | 0.000138 | 0.000197 | 0.000283 | 0.000348 | 0.00031 | 0.000314 | 0.00027 | 0.000203
-0.003603 | -0.002927 | -0.002633 | -0.002336 | -0.002106 | -0.001781 | -0.001562 | -0.001368 | -0.001252 | -0.00116 | -0.0011 | -0.000911 | -0.000786 | -0.000646 | -0.000467 | -0.000311 | -0.000261 | -0.000129 | -0.000101 | -6.4e-05 | -0.000147 | -9.1e-05 | -7e-05 | -6.3e-05 | 0 | 5e-05 | 9.3e-05 | 8e-05 | 0.000147 | 0.000276 | 0.000286 | 0.000259 | 0.000281 | 0.000188 | -4.3e-05
-0.00347 | -0.002809 | -0.002539 | -0.002235 | -0.001972 | -0.001718 | -0.001476 | -0.001324 | -0.001207 | -0.001084 | -0.001009 | -0.000891 | -0.000745 | -0.000575 | -0.00037 | -0.000265 | -0.00024 | -0.000129 | -9.2e-05 | -7.7e-05 | -0.000183 | -9.2e-05 | -0.000133 | -0.000154 | 0 | -3e-06 | 2.6e-05 | 3.6e-05 | 0.000102 | 0.000215 | 0.000239 | 0.000207 | 0.000184 | 0.00011 | 0.000134
-0.003498 | -0.002832 | -0.002515 | -0.002222 | -0.001933 | -0.001646 | -0.001423 | -0.001274 | -0.001148 | -0.001075 | -0.000977 | -0.00081 | -0.000693 | -0.000538 | -0.000342 | -0.000204 | -0.000148 | -3.3e-05 | -4.1e-05 | 0 | -0.000124 | -6.3e-05 | -8.7e-05 | -6.3e-05 | 0 | 7.2e-05 | 6.9e-05 | 3.3e-05 | 0.000152 | 0.000223 | 0.000273 | 0.000214 | 0.000214 | 9.4e-05 | 0.000179
-0.003516 | -0.002809 | -0.002499 | -0.002159 | -0.00192 | -0.001634 | -0.001363 | -0.001184 | -0.001049 | -0.000969 | -0.000911 | -0.00079 | -0.00062 | -0.0005 | -0.000316 | -0.000215 | -0.000169 | -4.6e-05 | -4.7e-05 | -4.3e-05 | -0.000187 | -6e-05 | -8.6e-05 | -9.6e-05 | 0 | 4.6e-05 | 7.8e-05 | 2.1e-05 | 7.5e-05 | 0.000154 | 0.000174 | 0.000142 | 0.000146 | 2.3e-05 | -2.8e-05
-0.003471 | -0.002769 | -0.002485 | -0.002115 | -0.001845 | -0.001512 | -0.001325 | -0.001117 | -0.001018 | -0.000949 | -0.000869 | -0.00075 | -0.000568 | -0.000421 | -0.000266 | -0.000139 | -0.000158 | -5.7e-05 | -1.8e-05 | 2.1e-05 | -0.000121 | -2.3e-05 | -8.1e-05 | -9.5e-05 | 0 | -2e-06 | 4.9e-05 | 2.8e-05 | 6.4e-05 | 0.000111 | 0.000146 | 3.3e-05 | 5.2e-05 | -3.8e-05 | -0.00013
-0.003583 | -0.00284 | -0.002518 | -0.002151 | -0.001852 | -0.001548 | -0.001293 | -0.001039 | -0.00097 | -0.000935 | -0.000852 | -0.000663 | -0.000515 | -0.000408 | -0.000246 | -0.000156 | -0.000105 | -2.8e-05 | -8e-06 | -6e-05 | -0.000151 | -2.5e-05 | -7.6e-05 | -8.5e-05 | 0 | -1.6e-05 | -1.1e-05 | -2.1e-05 | 1.4e-05 | 0.000113 | 0.000105 | -2.8e-05 | -1.5e-05 | -9.6e-05 | -0.000205
-0.003499 | -0.002755 | -0.002458 | -0.002048 | -0.001799 | -0.001446 | -0.001172 | -0.001043 | -0.000946 | -0.000849 | -0.000844 | -0.000668 | -0.000486 | -0.000418 | -0.000209 | -0.00011 | -9.7e-05 | -4.7e-05 | 1.6e-05 | 4.3e-05 | -0.00013 | -1.5e-05 | -8.1e-05 | -6e-05 | 0 | 2.1e-05 | 2e-06 | -6.5e-05 | 9e-06 | 7.9e-05 | 6.1e-05 | -3.5e-05 | -4.3e-05 | -0.000169 | -0.000243
-0.003553 | -0.002752 | -0.002467 | -0.002113 | -0.001756 | -0.001409 | -0.001226 | -0.001 | -0.000918 | -0.000812 | -0.000807 | -0.000621 | -0.000518 | -0.000367 | -0.000208 | -2.2e-05 | -0.000141 | -3.8e-05 | 3e-06 | 3.2e-05 | -0.000176 | -8e-05 | -0.000113 | -9.6e-05 | 0 | 1e-06 | 7.2e-05 | 8e-06 | -2.7e-05 | 6.5e-05 | 9.8e-05 | -3.9e-05 | -6.3e-05 | -0.000153 | -0.000368
-0.00364 | -0.002863 | -0.002546 | -0.002189 | -0.00184 | -0.001505 | -0.001241 | -0.001024 | -0.000907 | -0.00086 | -0.00082 | -0.000629 | -0.000517 | -0.000384 | -0.000229 | -5.3e-05 | -0.000132 | -2e-06 | 5.1e-05 | -1.6e-05 | -0.000126 | 1e-06 | -6.5e-05 | -1.8e-05 | 0 | 7.2e-05 | 0.000119 | 7.2e-05 | 7.2e-05 | 0.000142 | 0.000166 | -8e-06 | 2.7e-05 | -9.1e-05 | -4.9e-05
-0.003927 | -0.003141 | -0.002791 | -0.002392 | -0.00201 | -0.001673 | -0.001431 | -0.001212 | -0.001085 | -0.001023 | -0.000866 | -0.000821 | -0.000687 | -0.000515 | -0.000318 | -0.000224 | -0.000249 | -0.000105 | -8.2e-05 | -7.9e-05 | -0.000261 | -0.000143 | -0.00011 | -0.000171 | 0 | -1.4e-05 | 2.3e-05 | 1.7e-05 | 6.7e-05 | 0.000115 | 0.000145 | 5.5e-05 | 2.2e-05 | -9.1e-05 | -0.000295
-0.003603 | -0.002787 | -0.002511 | -0.002096 | -0.001726 | -0.001417 | -0.001155 | -0.000977 | -0.000807 | -0.000782 | -0.000721 | -0.000591 | -0.000473 | -0.000376 | -0.000232 | -4e-05 | -5.9e-05 | 3.8e-05 | 6.5e-05 | 5.3e-05 | -0.000169 | -4.3e-05 | -3.1e-05 | 5e-06 | 0 | 7.4e-05 | 0.000143 | 8.5e-05 | 0.000132 | 0.000193 | 0.000261 | 0.000148 | 0.000181 | 6e-05 | -0.000125